## Schedule_1_SS
SCHEDULE NO. 1
PLANT, EQUIPMENT AND MANDATORY SPARE PARTS TO BE SUPPLIED FROM ABROAD
FOR KABARNET SUBSTATION
Note 1: All proposed mandatory spare parts for each equipment or system shall be specified in detail by Bidders.
Note 2: All main and spare equipment shall be provided for proper operation in four altitude categories (to optimize main equipment/ spare parts and achieve interchangeability at country level), including 1000, 1500, 2000 and 2500 meter above sea level. In case of other range may has been mentioned in the schedules of technical information (Part 2-E), the higher altitude category shall be considered.
Note 3: All of the blank cells shall be filled with quoted price or "included". Any other alternation interpreted as "included". It means that relevant price has been included in other items.
| 1 | 2 | 3 | 4 | 5 | 6 | 7 | 8 | 9
| Item No | Description | Country of Origin | Unit | Estimated Quantity | Foreign Currency (FC1) = USD |  | Total Price
[6 empty] | Foreign Manufacture |  | Foreign Manufacture
[6 empty] | Unit Price (CIP) |  | (Quantity x Unit Price)
[6 empty] | FC1 | FC2 | FC1 | FC2
EQUIPMENT AND MATERIAL
| 1 | 132kV PRIMARY PLANT
| 1.1 | 132kV Circuit Breaker (3 phase) 1600A, 31.5kA- Single pole |  | No. | 2
| 1.2 | 132kV Circuit Breaker (3 phase) 1600A, 31.5kA |  | No. | 1
| 1.3 | 132kV Circuit Breaker (3 phase) 2000A, 31.5kA |  | No. | 1
| 1.4 | Motorized disconnector (3-phase) 132kV,1600A,31.5kA, without earthing switch with earth mat |  | No. | 3
| 1.5 | Motorized disconnector (3-phase) 132kV,2000A,31.5kA, without earthing switch with earth mat |  | No. | 2
| 1.6 | Motorized disconnector (3-phase) 132kV,1600A,31.5kA, with one (1) earthing switch, and earth mat |  | No. | 7
| 1.7 | Motorized disconnector (3-phase) 132kV,1600A,31.5kA, with two (2) earthing switches, and earth mat |  | No. | 1
| 1.8 | Motorized earthing switch (3-phase) with earth mat |  | No. | 2
| 1.9 | Surge arrester 132kV (1-phase) including surge counter and earth leakage meter |  | No. | 9
| 1.10 | Post Insulator |  | Lot | 1
| 1.11 | Insulator string (suspension and strain types with hardware fitting) |  | Lot | 1
| 1.12 | 132 kV Post type current transformer, for protection and metering, six cores (1-phase) |  | No. | 12
| 7.13 | 132 kV Post type current transformer, for protection and metering, five cores (1-phase) |  | No. | 3
| 1.14 | 132 kV Post type current transformer, for protection and measuring, three cores (1-phase) |  | No. | 3
| 1.15 | 132 kV Post type current transformer, for protection, two cores (1-phase) |  | No. | 3
| 1.16 | 132 kV Capacitive voltage transformer protection and metering three cores (1-phase) |  | No. | 6
| 1.17 | 132 kV Capacitive voltage transformer protection and measuring two cores (1-phase) |  | No. | 3
| 1.18 | Conductor - Tubular |  | Lot | 1
| 1.19 | Conductor - Stranded |  | Lot | 1
| 1.20 | Connectors and clamps for tubular conductors (together with stainless steel nuts, bolts, bimetal) |  | Lot | 1
| 1.21 | Connectors and clamps for stranded conductors (together with stainless steel nuts, bolts, bimetal) |  | Lot | 1
TOTAL PRICE ITEM 1
| 2 | 33kV PRIMARY PLANT
corrected | 2.1 | 33kV Circuit Breaker (3 phase) 1250A,25kA, 1SEC |  | No. | 4
| 2.2 | Motorized disconnector (3-phase), without earth switch, with earth mat |  | No. | 5
| 2.3 | Motorized disconnector (3-phase), complete with one integral motorised earth switch, and earth mat |  | No. | 3
12 No | 2.4 | Surge arrester (1-phase) including surge counter and earth leakage meter |  | No. | 12
| 2.5 | Post insulator |  | Lot | 1
| 2.6 | Insulator string (suspension and strain types with hardware fitting) |  | Lot | 1
| 2.7 | Post type current transformer protection and metering four cores (1-phase) |  | No. | 12
| 2.8 | Post type current transformer, for protection, two cores (1-phase) |  | No. | 1
| 2.9 | Voltage transforme Protection and metering Two Cores (1-phase) |  | No. | 12
| 2.10 | 40.5kV, 0.5A 1phase cut off fuse |  | No. | 3
| 2.11 | Conductor - Tubular |  | Lot | 1
| 2.12 | Conductor - Stranded |  | Lot | 1
| 2.13 | Connectors and clamps for tubular conductors (together with stainless steel nuts, bolts, bimetal) |  | Lot | 1
| 2.14 | Connectors and clamps for stranded conductors (together with stainless steel nuts, bolts, bimetal) |  | Lot | 1
TOTAL PRICE ITEM 2
| 3 | POWER TRANSFORMER (P.TR.)
| 3.1 | Power transformer three phase units HV132/LV33kV, 18-23MVA including HV/LV/Neutral Bushing CT's, OLTC, RTCC, Control Cabinet and all accessories as required acc. to Tech. Spec. and TDS |  | No. | 1
| 3.2.1 | Fire Detection and Protection System ( oil drain pit, dry-powder/CO2 fire extinguisher) |  | Lot | 1
| 3.2.2 | 50 kg wheeled Dry-Powder Fire extinguisher for Power Transformer |  | No. | 1
TOTAL PRICE ITEM 3
| 4 | AUXILIARY TRANSFORMER
| 4.1 | Auxiliary transformer three phase units HV33/LV0.415kV, 250KVA including all accessories as required |  | No. | 2
| 4.2 | 40.5kV, 5A 1-phase cut off fuse |  | No. | 6
| 4.3 | 50 kg wheeled Dry-Powder Fire extinguisher for Auxiliary transformer |  | No. | 2
Added | 4.4 | Diesel Generator 250kVA including generator control and protection panel and all peripheral equipment, reservior(s), (foundations, structure), and accessories. |  | No. | 1
TOTAL PRICE ITEM 4
| 5 | 132kV PROTECTION SYSTEMS
| 5.1 | 132kV OHL Protection System including: |  | No.
| 5.1.1 | Main 1 21L Protection(with all required functions as per PSLD) |  | No. | 2
| 5.1.2 | Main 2 87L Protection(with all required functions as per PSLD) |  | No. | 2
| 5.1.3 | Auto-Reclose Protection Relay(with all required functions and Voltage Selection Logic as per PSLD) |  | No. | 2
| 5.1.4 | All other relays or functions such as over voltage; under voltage; trip relay; trip circuit supervison; pole discordance; synchro check; fuse failure; close relay; lockout relay; short zone, end zone; circuit breaker failure, cubicles, test blocks and test plugs, aux. relays, timers, terminals, Labels, etc. as needed to complete the full protection scheme. |  | Lot | 1
| 5.1.5 | Panels including all accessories, e.g. trip circuit supervision, trip relays, test terminal blocks, wiring etc. to make the system complete |  | No. | 4
| 5.2 | Transformer 132kV Side Protection System including:
| 5.2.1 | Main 87T+87NT Protection(with all required functions as per PSLD) |  | No. | 1
| 5.2.2 | Backup 50/51, 50N/51N Protection(with all required functions as per PSLD) |  | No. | 1
| 5.2.3 | All other relays or functions such as over voltage; under voltage; trip relay; tripcircuit supervison; pole discordance; synchro check; fuse failure; close relay; lockout relay; short zone, end zone; circuit breaker failure, cubicles, test blocks and test plugs, aux. relays, timers, terminals, Labels, etc. as needed to complete the full protection scheme. |  | Lot | 1
| 5.2.4 | Panels including all accessories, e.g. trip circuit supervision, trip relays, test terminal blocks, wiring etc. to make the system complete |  | No. | 1
| 5.3 | Completion and Modification of 132kV Low Impedance Centralised Type Busbar Protection System
| 5.3.1 | 132kV Low Impedance,Centralised type Busbar Protection Relay with Check zone ACC. To PSLD drawing and considering future extention of a minimum of 4 bays |  | No. | 2
| 5.3.2 | Supply new panels for Busbar 1 and 2, including all accessories, e.g. trip circuit supervision, trip relays, aux relays, test and terminal blocks, timers, wiring etc. to make the system complete |  | No. | 2
| 5.3.3 | Low impedance busbar protection system including panels, relays, auxiliary relays, and all accessories for double bus scheme extension/modification scope with compete retesting, recommissioinig and all other modifications |  | Lot | 1
| 5.4 | 132kV Coupler Protection System including:
| 5.4.1 | Over Current 50/51, 50N/51N (with all required functions as per PSLD) |  | No. | 1
| 5.4.2 | Bay Control Unit integrated with synchro-check function (with all required functions as per PSLD) |  | No. | 1
| 5.4.3 | All other relays or functions such as over voltage; under voltage; trip relay; tripcircuit supervison; pole discordance; synchro check; fuse failure; close relay; lockout relay; short zone, end zone; circuit breaker failure, cubicles, test blocks and test plugs, aux. relays, timers, terminals, Labels, etc. as needed to complete the full protection scheme. |  | Lot | 1
| 5.4.4 | Panels including all accessories, e.g. trip circuit supervision, trip relays, test terminal blocks, wiring etc. to make the system complete |  | No. | 1
| 5.5 | Miscellaneous modification works as necessary to make a complete functional 132kV protection system |  | Lot | 1
TOTAL PRICE ITEM 5
| 6 | 33KV PROTECTION SYSTEMS
| 6.1 | Transformer 33kV Side Protection System including:
| 6.1.1 | 50/51, 50N/51N Protection(with all required functions as per PSLD) |  | No. | 1
| 6.1.2 | Earth Fault 50N/51N (SBEF) Protection (with all required functions as per PSLD) |  | No. | 1
| 6.1.3 | All other relays or functions such as over voltage; under voltage; trip relay; tripcircuit supervison; pole discordance; synchro check; fuse failure; close relay; lockout relay; short zone, end zone; circuit breaker failure, cubicles, test blocks and test plugs, aux. relays, timers, terminals, Labels, etc. as needed to complete the full protection scheme. |  | Lot | 1
| 6.1.4 | Panels including all accessories, e.g. trip circuit supervision, trip relays, test terminal blocks, wiring etc. to make the system complete |  | No. | 1
| 6.2 | Power Transformer Automatic Voltage Regulation System including:
| 6.2.1 | Automatic Voltage Regulator Relay (AVR) |  | No. | 1
| 6.2.2 | Panels with all accessories and auxiliaries, lighting, heating, socket, push buttons, wiring, terminals, test facilities, discrepancy and all other switches, labels, unit measurement indicating lamps, position indicators, alarm announciators, temperature indicators, test block/plug , Labels, etc. and with the following equipment. |  | No. | 1
| 6.3 | 33kV Coupler Protection System Including: |  | No. | 1
| 6.3.1 | Overcurrent 50/51 And Earth Fualt 50N/51N Protection(with all required functions as per PSLD) |  | No. | 1
| 6.3.2 | Bay Control Unit integrated with synchro-check function (with all required functions as per PSLD) |  | No. | 1
| 6.3.3 | All other relays or functions such as over voltage; under voltage; trip relay; tripcircuit supervison; pole discordance; synchro check; fuse failure; close relay; lockout relay; short zone, end zone; circuit breaker failure, cubicles, test blocks and test plugs, aux. relays, timers, terminals, Labels, etc. as needed to complete the full protection scheme. |  | Lot | 1
| 6.3.3 | Panels including all accessories, e.g. trip circuit supervision, trip relays, test terminal blocks, wiring etc. to make the system complete |  | No. | 1
| 6.4 | Completion and Modification 33kV Low Impedance Type Busbar Protection System
| 6.4.1 | 33kV Low Impedance type Busbar Protection Relay ACC. To PSLD drawing and considering future extention |  | No. | 2
| 6.4.2 | Panels including all accessories, e.g. trip circuit supervision, trip relays, aux relays, test and terminal blocks, timers, wiring etc. to make the system complete. |  | No. | 2
| 6.5 | 33kV Feeder Protection System Including:
| 6.5.1 | Main 1 21L Protection(with all required functions as per PSLD) |  | No. | 2
| 6.5.2 | Bay control and protection unit with intergrated auto-reclose function(with all required functions as per PSLD) |  | No. | 2
| 6.5.3 | All other relays or functions such as lockout; circuit breaker failure, cubicles, test blocks/plugs, aux. relays, timers, terminals, Labels, etc. as needed to complete the protection. |  | Lot | 1
| 6.5.4 | Panels including all accessories, e.g. trip circuit supervision, trip relays, test terminal blocks, wiring etc. to make the system complete |  | No. | 2
| 6.6 | Miscellaneous modification works as necessary to make a complete functional 33kV protection system |  | Lot | 1
TOTAL PRICE ITEM 6
| 7 | 132/33kV SUBSTATION CONTROL SYSTEM
| 7.1 | Substation automation system including: |  | Lot | 1
| 7.2 | All software and license, Modifications in HMI |  | Lot | 1
| 7.3 | Bay Control and Protection Units (BCU/BCPU)(with all required functions as per PSLD) |  | No. | 3
| 7.4 | Bay Control Panels |  | No. | 3
| 7.5 | Auxiliary and Common Services Bay Control Unit |  | Lot | 1
| 7.6 | Auxiliary and Common Services Panel including all accessories |  | Lot | 1
| 7.7 | Bay level LAN (Switches, Star-Coupler, Fibre Optic Cables etc.) |  | Lot | 1
| 7.8 | Completion of Human Machine Interface Systems and Computers |  | No. | 2
| 7.9 | Any other material for full functionality of the Substation Control System |  | Lot. | 1
TOTAL PRICE ITEM 7
| 8 | CONTROL AND PROTECTION SYSTEM IN EXISTING REMOTE SUBSTATIONS
| 8.1 | Equipment for Modification works at Remote SS (Already considered at Rumuruti) |  | Lot | 0
TOTAL PRICE ITEM 8
| 9 | TELECOMMUNICATION & NCC/RCC/NSCC
| 9.1 | Required equipment for modification works at existing Kabarnet 132/33kV substation Telecommunication and Teleprotection Signalling System
| 9.1.1 | Required equipment for upgrade and modification works at existing Telecommunication SDH System in 132/33kV Substation |  | Lot | 1
| 9.1.2 | Required equipment for upgrade and modification works at existing Teleprotection Signalling Equipment Interface Board for Distance & Differential protection relay in 132/33kV Substation |  | Lot | 1
| 9.2 | New Firewall system with all necessary Licenses |  | Lot | 1
| 9.3 | Supply & Modification works at existing IP Phone including all necessary Licenses, Network switches and any other facilities for communication with NCC,RCC and NSCC |  | Lot | 1
| 9.4 | Required equipment for incorporating new and modified substation equipment into the SCADA/EMS System at the NCC/RCC/NSCC |  | Lot | 1
| 9.5 | Required equipment for modifications to NCC/RCC/NSCC mimic board (if any) |  | Lot | 1
| 9.6 | All necessary licences, hardware, software and configuration needed for the existing network management system (NMS) to create the STM-1 link that forms part of the Optic network from Kabarnet 132/33kV Substation and other Substation to the NCC/RCC/NSCC |  | Lot | 1
| 9.7 | Required equipment for modification works at existing PABX in Lessos RCC including all necessary Licenses, Network switches and any other facilities for communication with NCC,RCC and NSCC |  | Lot | 1
| 9.8 | Required equipment and accessories for interconnection between the OPGW and fibre optic cable in communication room
| 9.8.1 | Optical Distribution panel for Main Communication room |  | No | 1
| 9.8.2 | Optical Distribution Unit (OCDF) 48 cores fiber for Main Communication room |  | Set | 1
| 9.8.3 | Digital Distribution Unit (ODF) for 48 cores fiber |  | Set | 1
| 9.8.4 | Tail Optical Fiber |  | Lot | 1
| 9.8.5 | 48 cores Optical Cable |  | Lot | 1
| 9.8.6 | 2M Coaxial Cable |  | Lot | 1
| 9.8.7 | PVC Pipe suitable for the distance between entry gantry and communication room |  | Lot | 1
| 9.8.8 | Optical Cable plane |  | Lot | 1
| 9.8.9 | Steel Tube from junction box to entry of cable channel |  | Lot | 1
| 9.8.10 | OPGW Splice Closures joint box with all accessories |  | Set | 3
| 9.9 | Any other material for full functionality of the Telecommunication System |  | Lot. | 1
TOTAL PRICE ITEM 9
| 10 | LV CABLES AND ACCESSORIES
| 10.1 | Auxiliary power and control cabling including single and three phase power cables, control cables required for control; protection; metering and alarms, CTs and CVTs cable circuits, DC supply cables. |  | Lot | 1
| 10.2 | Substation internal fibre optic cabling, coaxilal cables. |  | Lot | 1
| 10.3 | Cabling installation including, cable trays, ladders, supports & fixing calmps, accessories, glands, lugs, terminals, rails, labels, cable shoes, fire proof sealing of ducts/conduits/openings etc. |  | Lot | 1
TOTAL PRICE ITEM 10
| 11 | EARTHING & LIGHTNING PROTECTION
| 11.1 | Earthing system (including main earth grid, earth mat, rizer, bonding, connector, clamp, fitting, earth rod and well, inspection earth pits etc. as required) |  | Lot | 1
| 11.2 | Lightning protection system (including shield wire, air termination rod, down conductor, equipotential bonding, disconnecting link, etc. as required) |  | Lot | 1
| 11.3 | Earth mat for the existing DS(E) and ES |  | Lot | 1
TOTAL PRICE ITEM 11
| 12 | SUPPORT STRUCTURES
| 12.1 | Steel supports for 132kV equipment and accessories (including all the required hot dip galvanised steel, bolts, nuts, anchore bolts, plates and etc.) |  | Lot | 1
| 12.2 | Steel supports for 33kV equipment and accessories (including all the required hot dip galvanised steel, bolts, nuts, anchore bolts, plates and etc.) |  | Lot | 1
| 12.3 | Gantries and other structures within the Substation (including all the required hot dip galvanised steel, bolts, nuts, anchore bolts, plates and etc.) |  | Lot | 1
| 12.4 | Structures for interconnecting 132kV and 33kV switchyards (including all the required hot dip galvanised steel, bolts, nuts, anchore bolts, plates and etc.) |  | Lot | 1
TOTAL PRICE ITEM 12
| 13 | AUXILIARY SUPPLY
| 13.1 | LVAC system
| 13.1.1 | Completion & Modification, wiring and integration of LVAC system including AC distribution outdoor cubicles, AC Main and distribution panels in Control building, LVAC distributed panel/fuse box for oil treatment socket |  | Lot | 1
| 13.1.2 | Oil treatment panel and accessories (including heavy duty outlet socket, fuses, glands, etc.) |  | No. | 1
| 13.1.3 | Any other material for full functionality of the LVAC System |  | Lot. | 1
| 13.2 | LVDC system
| 13.2.1 | 110Vdc Main and distribution panels with sectionaliser, fuse boxes, with all required accessories (including CBs, Contactors, Metering and Protection, Fuses, Aux. Relays and etc.) |  | No. | 2
| 13.2.2 | 110Vdc battery chargers with all required accessories (including CBs, Contactors, Metering and Protection, Fuses, Aux. Relays and etc.) |  | Sets | 1
| 13.2.3 | 110Vdc batteries with structures/frames with all accessories (including Connection Bars, Cables, Luges, Bolts, Nuts, Washers, anti-Acid covers, Themometer, Density Meter, tools for battery filling and etc.) |  | Sets | 1
| 13.2.4 | Any other material for full functionality of the LVDC System |  | Lot. | 1
| 13.3 | Modification, wiring and integration of 48Vdc distribution panel, fuse boxes, with all required accessories (including CBs, Contactors, Metering and Protection, Fuses, Aux. Relays and etc.) |  | Lot | 1
| 13.4 | 415V ac Uninterruptible Power Supply including isolating by-pass transformers, inverters, static switch, manual bypass switch, panels & distribution boards |  | Set | 2
TOTAL PRICE ITEM 13
| 14 | TARIFF METERING
| 14.1 | Tariff metering System for 132kV OHL, complete with wiring, accessories and etc. including:
| 14.1.1 | Main Meter including Watthour-meter (Multi tariff), Varhour-meter (Multi tariff), with 0.2S class accuracy |  | No. | 2
| 14.1.2 | Check Meter including Watthour-meter (Multi tariff), Varhour-meter (Multi tariff), with 0.2S class accuracy |  | No. | 2
| 14.2 | Tariff metering System for Power Transformer, complete with wiring, accessories etc. and including:
| 14.2.1 | Main Meter including Watthour-meter (Multi tariff), Varhour-meter (Multi tariff), with 0.2S class accuracy |  | No. | 1
| 14.3 | Tariff metering System for 33kV , complete with wiring, accessories and etc. including:
| 14.3.1 | Main Meter including Watthour-meter (Multi tariff), Varhour-meter (Multi tariff), with 0.2S class accuracy |  | No. | 2
| 14.4 | Metering data collection and communication system, complete with fibre optic cabling, accessories, Each kind of energy meters software and communication ports. All media and accessories in order to transferring Energy meter measuring values to remote center according to both KETRACO and KPLC required specification. |  | Lot | 1
| 14.5 | Metering panel with all accessories and auxiliaries, lighting, heating, socket, wiring, terminals, test facilities, and all other switches, labels, test block/plug , Labels, etc. |  | Lot | 1
| 14.6 | All other related relays, racks, Voltage/Current test block, cubicles, terminals, As needed to complete the metering system. |  | Lot | 1
TOTAL PRICE ITEM 14
| 15 | MISCELLANEOUS
| 15.1 | Required Bay Marshalling Kiosk |  | Lot | 1
| 15.2 | CCTV System with all ralated equipment for indoor and outdoor, including Cameras of suitable type and required specifications with poles, recorder, storage, monitor, switch, cabling, boxes, fixings, brackets and etc. (acc. to technical specifications in part 2-B) |  | Lot | 1
| 15.3 | Padlocks / Keys (for panels, outdoor equipments, doors, etc.) |  | Lot | 1
| 15.4 | Equipment/Bay labels, safety warning plates, road signages, room name plates, etc. |  | Lot | 1
| 15.5 | Tools and Appliances as stated in Clause 21 of Part 2-A of the Employer's Requirements |  | Lot | 1
| 15.6 | Tools and Equipment as stated in part 2-A, Clause 21 of the Employers Requirements (Bidder shall submit relevant itemized list with quantity, description and breackdown price) |  | Lot | 1
| 15.7 | Gas handling trolley including accessories |  | Lot | 1
| 15.8 | Project Laptops with all required software as per Client's requirmenets in Part 2-A, clause 21 |  | No. | 4
| 15.9 | Rugged/Industrial Laptop for substation protection and control system (CRP/SAS) with all required softwareas, as per Client's requirmenets in Part 2-A, clause 21 |  | No. | 1
| 15.1 | Laptop tablets as per Client Requirements in Part 2-A, clause 21 |  | No | 4
| 15.11 | mobile telephone sets per substation as specified in employers requirement (smart phone, approved by the Employer) |  | No | 10
| 15.12 | Satellite phones as specified in employers requirement (satellite phone, approved by the Employer) |  | No | 5
| 15.13 | Environmental and Social Equipment requirements
| 15.13.1 | Portable multi-parameter water meters-HACC MP-6p Portable Meter |  | No | 2
| 15.13.2 | Portable data Loggers for ambient Temp & Humidity- Lascar Temperature & Humidity Data Logger |  | No | 2
| 15.13.3 | Binoculars- K&F Concept 20×50 High Power Binoculars- |  | No | 2
| 15.13.4 | Velocity Meters- Scarlet WR3 Anemometer |  | No | 2
| 15.13.5 | EMF meters- Extech 480836 RF EM |  | No | 2
| 15.13.6 | Noise/Sound meters. - Reed R8050 Sound Level Meter |  | No | 2
| 15.13.7 | Bosch GLM 50-27 CG Laser Distance Meter |  | No | 3
| 15.14 | Other Items in Clause 21 of Part 2-A |  | Lot | 1
| 15.15 | 50 Mbps symmetric internet bandwidth in the control room building for scalable and future-proof connectivity to support basic IT Functions (Email, ERP access, VoIP, Patch Management) and Video Surveillance Streaming and Remote Support Capabilities . Design should allow easy upgrades of bandwidth and hardware as needs evolve. |  | Lot | 1
| 15.16 | Any other items not included above but required to complete the project successfully. (Tenderer shall specify and include breakdown of price in his proposal) |  | Lot | 1
TOTAL PRICE ITEM 15
| 16 | Site Transport as per Employer's Requirements, Clause 28
| 16.1 | Vehicles as per part 2-A, Clause 32
| 16.1.1 | Vehicle Type 1 as per part 2-A, Clause 28 |  | No. | 4
| 16.1.2 | Vehicle Type 2 as per part 2-A, Clause 28 |  | No. | 2
TOTAL PRICE ITEM 16
MANDATORY SPARES
| 17 | 132kV PRIMARY PLANT
| 17.1 | 132 kV Circuit Breaker (3-phase)
| 17.1.1 | Trip coil |  | No. | 1
| 17.1.2 | Closing coil |  | No. | 1
| 17.1.3 | Anti pumping relay |  | No. | 1
| 17.1.4 | Density blocking relay |  | No. | 1
| 17.1.5 | Density meter |  | No. | 1
| 17.1.6 | Heater |  | No. | 1
| 17.1.7 | Motor for operating mechanism |  | No. | 1
| 17.1.8 | Complete pole including fixed and moving contacts, pull rod, etc. |  | No. | 1
Relevant Peripheral Devices/ Material
| 17.1.9 | Gas filling devices |  | No. | 1
| 17.1.10 | SF6 gas |  | Kg | 20% of required volume for first filling of CBs
| 17.1.11 | SF6 gas leakage detector |  | No. | 1
| 17.2 | Motorized disconnector (3-phase), complete without integral motorised earth switch with earth mat
| 17.2.1 | Complete pole which includes current carrying parts, insulators & fixing part, suitable for DS (3-phase) |  | No. | 1
| 17.2.2 | Operating mechanism (motor operated), suitable for DS |  | No. | 1
| 17.3 | Motorized disconnector (3-phase), complete with one integral motorised earth switch, and earth mat
| 17.3.1 | Complete pole which includes current carrying parts, insulators, fixing parts and earthing switch suitable for DS-ES (3-phase) |  | No. | 1
| 17.3.2 | Motorized operating mechanism suitable for DS-ES |  | No. | 1
| 17.4 | Motorized disconnector (3-phase), complete with two integral motorised earth switches and earth mat |  | No. | 1
| 17.4.1 | Complete pole which includes current carrying parts, insulators, fixing parts and earthing switch suitable for DS-2ES (3-phase) |  | No. | 1
| 17.4.2 | Motorized operating mechanism suitable for DS-2ES |  | No. | 1
| 17.5 | Surge arrester (1-phase) including surge counter and earth leakage meter |  | No. | 1
| 17.6 | Post insulator of all types |  | % | 10%
| 17.7 | Insulator string of all types (suspension and strain types with hardware fitting) |  | % | 10%
| 17.8 | Post type current transformer, for protection and metering, six cores (1-phase) |  | No. | 1
| 17.9 | Post type current transformer, for protection and metering, five cores (1-phase) |  | No. | 1
| 17.1 | Post type current transformer, for protection and measuring, three cores (1-phase) |  | No. | 1
| 17.11 | Post type current transformer, for protection, two cores (1-phase) |  | No. | 1
| 17.12 | Capacitive voltage transformer protection and metering three cores (1-phase) |  | No. | 1
| 17.13 | Capacitive voltage transformer protection and measuring two cores (1-phase) |  | No. | 1
| 17.14 | Conductor - Tubular of all types |  | % | 10%
| 17.15 | Conductor - Stranded of all types |  | % | 10%
| 17.16 | Connectors and clamps for tubular conductors of all types (together with stainless steel nuts, bolts, bimetal) |  | % | 10%
| 17.17 | Connectors and clamps for stranded conductors of all types(together with stainless steel nuts, bolts, bimetal) |  | % | 10%
TOTAL PRICE ITEM 17_Spares
| 18 | 33kV PRIMARY PLANT
| 18.1 | Circuit breaker (3-phase)
| 18.1.1 | Trip coil |  | No. | 2
| 18.1.2 | Closing coil |  | No. | 1
| 18.1.3 | Density meter |  | No. | 1
| 18.1.4 | Motor for operating mechanism |  | No. | 1
| 18.1.5 | Complete pole including fixed and moving contacts, pull rod, etc. |  | No. | 1
| 18.2 | Motorized disconnector (3-phase), without earth switch, with earth mat
| 18.2.1 | Complete pole which includes current carrying parts, insulators & fixing part, suitable for DS (3-phase) |  | No. | 1
| 18.2.2 | Operating mechanism (motor operated), suitable for DS |  | No. | 1
| 18.3 | Disconnector (3-phase), without earth switch, with earth mat
| 18.3.1 | Complete pole which includes current carrying parts, insulators & fixing part, suitable for DS (3-phase) |  | No. | 1
| 18.4 | Motorized disconnector (3-phase), complete with one integral motorised earth switch, and earth mat
| 18.4.1 | Complete pole which includes current carrying parts, insulators & fixing part & earthing switch, suitable for DS-ES (3-phase) |  | No. | 1
| 18.4.2 | Operating mechanism (motor operated), suitable for DS-ES |  | No. | 1
| 18.5 | Surge arrester (1-phase) including surge counter and earth leakage meter |  | No. | 1
| 18.6 | Post insulator of all types |  | % | 10%
| 18.7 | Insulator string of all types (suspension and strain types with hardware fitting) |  | % | 10%
| 18.8 | Post type current transformer protection and metering four cores (1-phase) |  | No. | 1
| 18.9 | Post type current transformer, for protection, two cores (1-phase) |  | No. | 1
| 18.1 | Voltage transforme Protection and metering Two Cores (1-phase) |  | No. | 1
| 18.11 | Conductor - Tubular of all types |  | % | 10%
| 18.12 | Conductor - Stranded of all types |  | % | 10%
| 18.13 | Connectors and clamps for tubular conductors of all types (together with stainless steel nuts, bolts, bimetal) |  | % | 10%
| 18.14 | Connectors and clamps for stranded conductors of all types (together with stainless steel nuts, bolts, bimetal) |  | % | 10%
TOTAL PRICE ITEM 18_Spares
| 19 | POWER TRANSFORMER (P.TR.)
| 19.1 | Power transformer three phase units HV132/LV33kV, 18-23MVA including HV/LV/Neutral Bushing CT's, OLTC, RTCC, Control Cabinet and all accessories as required acc. to Tech. Spec. and TDS
| 19.1.1 | Bushing for HV side |  | No. | 1
| 19.1.2 | Bushing for LV side |  | No. | 1
| 19.1.3 | Bushing for Neutral LV side |  | No. | 1
| 19.1.4 | Oil directed pressure relief device (main tank) |  | No. | 1
| 19.1.5 | Oil directed pressure relief device (OLTC) |  | No. | 1
| 19.1.6 | Buchholz relay |  | No. | 1
| 19.1.7 | Oil Level Indicator for main tank |  | No. | 1
| 19.1.8 | Oil level indicator for OLTC |  | No. | 1
| 19.1.9 | Oil surge relay for OLTC |  | No. | 1
| 19.1.10 | Cooling fan |  | No. | 4
| 19.1.11 | Winding temperature indicator |  | No. | 1
| 19.1.12 | Oil temperature indicator |  | No. | 1
| 19.1.13 | Valves for radiators |  | Set | 1
| 19.1.14 | Contactors and required accessories eg. Aux. Relay, MCB, Control relay, and etc. (in Marshalling Kiosk) |  | No. | 1
| 19.1.15 | Transducer of each type |  | Set | 1
| 19.1.16 | Pre-stressed non-return valve (PNRV) |  | No. | 1
| 19.1.17 | Complete set of gaskets |  | Set | 1
Relevant Peripheral Material
| 19.1.18 | Transformer oil |  | Drum | 10% of total transformer oil volume
| 19.1.19 | Silicagel |  | Kg | Equal to the quantity of the first filling
TOTAL PRICE ITEM 19_Spare Parts
| 20 | AUXILIARY TRANSFORMER
| 20.1 | Auxiliary transformer three phase units HV33/LV0.415kV, 250KVA including all accessories as required
| 20.1.1 | Oil Directed Pressure Relief Device |  | No. | 1
| 20.1.2 | Buchholz Relay |  | No. | 1
| 20.1.3 | Oil Level Indicator |  | No. | 1
| 20.1.4 | Winding Temperature Indicator |  | No. | 1
| 20.1.5 | Oil Temperature Indicator |  | No. | 1
| 20.1.6 | Complete set of gaskets |  | Set | 1
TOTAL PRICE ITEM 20_Spare Parts
| 21 | 132kV PROTECTION SYSTEMS
| 21.1 | 132kV OHL Protection System
| 21.1.1.1 | Main 1 21L Protection(with all required functions as per PSLD) |  | No. | 1
| 21.1.2.1 | Main 2 87L Protection(with all required functions as per PSLD) |  | No. | 1
| 21.1.3 | Accessories for all other relays or functions such as over voltage; under voltage; trip; tripcircuit supervison; pole discordance; synchro check; fuse failure; close; lockout; short zone; circuit breaker failure, cubicles, test blocks/plugs, aux. relays, timers, terminals, Labels, etc. as needed to complete the protection. |  | % | 20%
| 21.1.4 | Accessories for the panels including trip circuit supervision, trip relays, aux relays, test and terminal blocks, timers, wiring etc. to make the system complete |  | % | 20%
| 21.2 | Transformer 132kV Side Protection System including:
| 21.2.1 | Main 87T+87NT Protection(with all required functions as per PSLD) |  | No. | 1
| 21.2.2 | Backup 67/67(N) Protection(with all required functions as per PSLD) |  | No. | 1
| 21.2.3 | Accesories for all other relays or functions such as over voltage; under voltage; trip; tripcircuit supervison; pole discordance; synchro check; fuse failure; close; lockout; short zone; circuit breaker failure, cubicles, test blocks/plugs, aux. relays, timers, terminals, Labels, etc. as needed to complete the protection. |  | % | 20%
| 21.2.4 | Accessories for the panels including trip circuit supervision, trip relays, aux relays, test and terminal blocks, timers, wiring etc. to make the system complete |  | % | 20%
| 21.3 | Completion and Modification of 132kV Low Impedance Type Busbar Protection System
| 21.3.1 | Accessories for the panels including trip circuit supervision, trip relays, aux relays, test and terminal blocks, timers, wiring etc. to make the system complete |  | % | 20%
| 21.4 | 132kV Coupler Protection System
| 21.4.1 | Over Current 50/51(N) (with all required functions as per PSLD)
| 21.4.1.1 | Over Current 50/51(N) (with all required functions as per PSLD) |  | No. | 1
| 21.4.2 | Accessories for all other relays or functions such as over voltage; under voltage; trip; tripcircuit supervison; pole discordance; synchro check; fuse failure; close; lockout; short zone; circuit breaker failure, cubicles, test blocks/plugs, aux. relays, timers, terminals, Labels, etc. as needed to complete the protection. |  | % | 20%
| 21.4.3 | Accessories for the panels including trip circuit supervision, trip relays, aux relays, test and terminal blocks, timers, wiring etc. to make the system complete |  | % | 20%
TOTAL PRICE ITEM 21-Spare Parts
| 22 | 33kV PROTECTION SYSTEMS
Main Equipment
| 22.1 | Transformer 33kV Side Protection System
| 22.1.1.1 | 67/67(N) Protection(with all required functions as per PSLD) |  | No. | 1
| 22.1.2 | All other relays or functions such as over voltage; under voltage; trip; tripcircuit supervison; pole discordance; synchro check; fuse failure; close; lockout; short zone; circuit breaker failure, cubicles, test blocks/plugs, aux. relays, timers, terminals, Labels, etc. as needed to complete the protection. |  | % | 20%
| 22.1.3 | Accessories for the panels including trip circuit supervision, trip relays, aux relays, test and terminal blocks, timers, wiring etc. to make the system complete |  | % | 20%
| 22.2 | Power Transformer Automatic Voltage Regulation System
| 22.2.1.1 | Automatic Voltage Regulator Relay(AVR) |  | No. | 1
| 22.2.2 | Accessories for the panels including trip circuit supervision, trip relays, aux relays, test and terminal blocks, timers, wiring etc. to make the system complete |  | % | 20%
| 22.3 | 33kV Coupler Protection System
| 22.3.1.1 | Overcurrent 50/51 And Earth Fualt 50N/51N Protection(with all required functions as per PSLD) |  | No. | 1
| 22.3.2 | Accessories for all other relays or functions such as over voltage; under voltage; trip; tripcircuit supervison; pole discordance; synchro check; fuse failure; close; lockout; short zone; circuit breaker failure, cubicles, test blocks/plugs, aux. relays, timers, terminals, Labels, etc. as needed to complete the protection. |  | % | 20%
| 22.3.3 | Accessories for the panels including trip circuit supervision, trip relays, test terminal blocks, wiring etc. to make the system complete |  | % | 20%
| 22.4 | Completion and Modification 33kV Low Impedance Type Busbar Protection System
| 22.4.2 | Accessories for the panels including trip circuit supervision, trip relays, aux relays, test and terminal blocks, timers, wiring etc. to make the system complete |  | % | 20%
TOTAL PRICE ITEM 22_Spare Parts
| 23 | 132/33kV SUBSTATION CONTROL SYSTEM
| 23.1 | Bay level LAN (Switches, Star-Coupler, Fibre Optic Cables etc.) |  | No. | 1
TOTAL PRICE ITEM 7_Spare Parts
| 24 | LV CABLES AND ACCESSORIES
| 24.1 | Auxiliary power and control cabling including single and three phase power cables, control cables required for control; protection; metering and alarms, CTs and CVTs cabe circuits, DC supply cables. |  | % | 10%
| 24.2 | Substation internal fibre optic cabling, coaxilal cables. |  | % | 10%
| 24.3 | Accessories for Cabling installation including, cable trays, ladders, supports & fixing calmps, accessories, glands, lugs, terminals, rails, labels, cable shoes, fire proof sealing of ducts/conduits/openings etc. |  | % | 10%
TOTAL PRICE ITEM 24_Spare Parts
| 25 | AUXILIARY SUPPLY
| 25.1 | LVAC system
| 25.1.1 | Completion & Modification, wiring and integration of LVAC system including AC distribution outdoor cubicles, AC Main and distribution panels in Control building, LVAC distributed panel/fuse box for oil treatment socket |  | % | 20%
| 25.1.2 | Oil treatment panel and accessories (including heavy duty outlet socket, fuses, glands, etc.) |  | No. | 1
| 25.2 | LVDC system
| 25.2.1 | 110Vdc Main and distribution panels, fuse boxes, with all required accessories (including CBs, Contactors, Metering and Protection, Fuses, Aux. Relays and etc.) |  | No. | 1
| 25.2.2 | Accessories for 110Vdc battery chargers with all required accessories (including CBs, Contactors, Metering and Protection, Fuses, Aux. Relays and etc.) |  | Set | 1
| 25.2.3 | Accessories for 110Vdc batteries with structures/frames with all accessories (including Connection Bars, Cables, Luges, Bolts, Nuts, Washers, anti-Acid covers, Themometer, Density Meter, tools for battery filling and etc.) |  | Set | 1
| 25.3 | Accessories for modification, wiring and integration of 48Vdc distribution panel, fuse boxes (including CBs, Contactors, Metering and Protection, Fuses, Aux. Relays and etc.) |  | % | 20%
| 25.4 | Accessories for 415V ac Uninterruptible Power Supply including isolating by-pass transformers, inverters, static switch, manual bypass switch, panels & distribution boards |  | % | 20%
TOTAL PRICE ITEM 25_Spare Parts
| 26 | TARIFF METERING
| 26.1 | Tariff metering System for 132kV OHL, complete with wiring, accessories and etc. including:
| 26.1.1 | Meter including Watthour-meter (Multi tariff), Varhour-meter (Multi tariff), with 0.2S class accuracy |  | No. | 1
| 26.2 | Tariff metering System for Power Transformer, complete with wiring, accessories etc. and including:
| 26.2.1 | Meter including Watthour-meter (Multi tariff), Varhour-meter (Multi tariff), with 0.2S class accuracy |  | No. | 1
| 26.3 | Accessories for metering data collection and communication system. |  | % | 20%
| 26.4 | Accessories for the metering panel |  | % | 20%
| 26.5 | Accessories for all other related relays, racks, Voltage/Current test block, cubicles, terminals, As needed to complete the metering system. |  | % | 20%
TOTAL PRICE ITEM 26_Spare_Parts
| 27 | MISCELLANEOUS
| 27.1 | Accessories for the CCTV System with all related equipment for indoor and outdoor. |  | % | 20%
TOTAL PRICE ITEM 27_Spare Parts
TOTAL PRICE SCHEDULE 1 KABARNET SUBSTATION Note: Contractor shall include all equipment and materials in his proposal, which are necessary to complete the works.
TOTAL PRICE SCHEDULE 1 KABARNET SUBSTATION_Spare Parts
Note on C131: [Threaded comment] Your version of Excel allows you to read this threaded comment; however, any edits to it will get removed if the file is opened in a newer version of Excel. Learn more: https://go.microsoft.com/fwlink/?linkid=870924 Comment: Is it ok if we add Supply

## Schedule_2_SS
SCHEDULE NO. 2
PLANT, EQUIPMENT AND MANDATORY SPARE PARTS TO BE SUPPLIED FROM WITHIN THE EMPLOYER'S COUNTRY
FOR KABARNET SUBSTATION
Note 1: All proposed mandatory spare parts for each equipment or system shall be specified in detail by Bidders.
Note 2: All main and spare equipment shall be provided for proper operation in four altitude categories (to optimize main equipment/ spare parts and achieve interchangeability at country level), including 1000, 1500, 2000 and 2500 meter above sea level. In case of other range may has been mentioned in the schedules of technical information (Part 2-E), the higher altitude category shall be considered.
Note 3: All of the blank cells shall be filled with quoted price or "included". Any other alternation interpreted as "included". It means that relevant price has been included in other items.
1 | 2 |  | 4 | 6 | 7
Item No | Description | Unit | Estimated Quantity | Local Currency (Ksh) = KENYAN SHILLINGS | Total Price (Ksh)
|  |  |  | Local Manufacture | Local Manufacture
|  |  |  | Unit Price (DAP) | (Quantity x Unit Price)
EQUIPMENT AND MATERIAL
1 | 132kV PRIMARY PLANT
1.1 | 132kV Circuit Breaker (3 phase) 1600A, 31.5kA- Single pole | No. | 2
1.2 | 132kV Circuit Breaker (3 phase) 1600A, 31.5kA | No. | 1
1.3 | 132kV Circuit Breaker (3 phase) 2000A, 31.5kA | No. | 1
1.4 | Motorized disconnector (3-phase) 132kV,1600A,31.5kA, without earthing switch with earth mat | No. | 3
1.5 | Motorized disconnector (3-phase) 132kV,2000A,31.5kA, without earthing switch with earth mat | No. | 2
1.6 | Motorized disconnector (3-phase) 132kV,1600A,31.5kA, with one (1) earthing switch, and earth mat | No. | 7
1.7 | Motorized disconnector (3-phase) 132kV,1600A,31.5kA, with two (2) earthing switches, and earth mat | No. | 1
1.8 | Motorized earthing switch (3-phase) with earth mat | No. | 2
1.9 | Surge arrester 132kV (1-phase) including surge counter and earth leakage meter | No. | 9
1.10 | Post Insulator | Lot | 1
1.11 | Insulator string (suspension and strain types with hardware fitting) | Lot | 1
1.12 | 132 kV Post type current transformer, for protection and metering, six cores (1-phase) | No. | 12
7.13 | 132 kV Post type current transformer, for protection and metering, five cores (1-phase) | No. | 3
1.14 | 132 kV Post type current transformer, for protection and measuring, three cores (1-phase) | No. | 3
1.15 | 132 kV Post type current transformer, for protection, two cores (1-phase) | No. | 3
1.16 | 132 kV Capacitive voltage transformer protection and metering three cores (1-phase) | No. | 6
1.17 | 132 kV Capacitive voltage transformer protection and measuring two cores (1-phase) | No. | 3
1.18 | Conductor - Tubular | Lot | 1
1.19 | Conductor - Stranded | Lot | 1
1.20 | Connectors and clamps for tubular conductors (together with stainless steel nuts, bolts, bimetal) | Lot | 1
1.21 | Connectors and clamps for stranded conductors (together with stainless steel nuts, bolts, bimetal) | Lot | 1
TOTAL PRICE ITEM 1
2 | 33kV PRIMARY PLANT
2.1 | 33kV Circuit Breaker (3 phase) 1600A, 31.5kA | No. | 4
2.2 | Motorized disconnector (3-phase), without earth switch, with earth mat | No. | 5
2.3 | Motorized disconnector (3-phase), complete with one integral motorised earth switch, and earth mat | No. | 3
2.4 | Surge arrester (1-phase) including surge counter and earth leakage meter | No. | 9
2.5 | Post insulator | Lot | 1
2.6 | Insulator string (suspension and strain types with hardware fitting) | Lot | 1
2.7 | Post type current transformer protection and metering four cores (1-phase) | No. | 12
2.8 | Post type current transformer, for protection, two cores (1-phase) | No. | 3
2.9 | Voltage transforme Protection and metering Two Cores (1-phase) | No. | 12
2.10 | 40.5kV, 0.5A 1phase cut off fuse | No. | 3
2.11 | Conductor - Tubular | Lot | 1
2.12 | Conductor - Stranded | Lot | 1
2.13 | Connectors and clamps for tubular conductors (together with stainless steel nuts, bolts, bimetal) | Lot | 1
2.14 | Connectors and clamps for stranded conductors (together with stainless steel nuts, bolts, bimetal) | Lot | 1
TOTAL PRICE ITEM 2
3 | POWER TRANSFORMER (P.TR.)
3.1 | Power transformer three phase units HV132/LV33kV, 18-23MVA including HV/LV/Neutral Bushing CT's, OLTC, RTCC, Control Cabinet and all accessories as required acc. to Tech. Spec. and TDS | No. | 1
3.2.1 | Fire Detection and Protection System ( oil drain pit, dry-powder/CO2 fire extinguisher) | Lot | 1
3.2.2 | 50 kg wheeled Dry-Powder Fire extinguisher for Power Transformer | No. | 1
TOTAL PRICE ITEM 3
4 | AUXILIARY TRANSFORMER
4.1 | Auxiliary transformer three phase units HV33/LV0.415kV, 250KVA including all accessories as required | No. | 2
4.2 | 40.5kV, 5A 1-phase cut off fuse | No. | 6
4.3 | 50 kg wheeled Dry-Powder Fire extinguisher for Auxiliary transformer | No. | 2
4.4 | Diesel Generator 250kVA including generator control and protection panel and all peripheral equipment, reservior(s), (foundations, structure), and accessories. | No. | 1
TOTAL PRICE ITEM 4
5 | 132kV PROTECTION SYSTEMS
5.1 | 132kV OHL Protection System including: | No.
5.1.1 | Main 1 21L Protection(with all required functions as per PSLD) | No. | 2
5.1.2 | Main 2 87L Protection(with all required functions as per PSLD) | No. | 2
5.1.3 | Auto-Reclose Protection Relay(with all required functions and Voltage Selection Logic as per PSLD) | No. | 2
5.1.4 | All other relays or functions such as over voltage; under voltage; trip relay; trip circuit supervison; pole discordance; synchro check; fuse failure; close relay; lockout relay; short zone, end zone; circuit breaker failure, cubicles, test blocks and test plugs, aux. relays, timers, terminals, Labels, etc. as needed to complete the full protection scheme. | Lot | 1
5.1.5 | Panels including all accessories, e.g. trip circuit supervision, trip relays, test terminal blocks, wiring etc. to make the system complete | No. | 4
5.1.6 | Equipment for Modification works in remote existing Rumuruti substation including name tags, differential relays settings and etc.( Already considered) | Lot | 0
5.2 | Transformer 132kV Side Protection System including:
5.2.1 | Main 87T+87NT Protection(with all required functions as per PSLD) | No. | 1
5.2.2 | Backup 50/51, 50N/51N Protection(with all required functions as per PSLD) | No. | 1
5.2.3 | Earth Fault 50N/51N (SBEF) Protection (with all required functions as per PSLD) | No. | 0
5.2.4 | All other relays or functions such as over voltage; under voltage; trip relay; tripcircuit supervison; pole discordance; synchro check; fuse failure; close relay; lockout relay; short zone, end zone; circuit breaker failure, cubicles, test blocks and test plugs, aux. relays, timers, terminals, Labels, etc. as needed to complete the full protection scheme. | Lot | 1
5.2.5 | Panels including all accessories, e.g. trip circuit supervision, trip relays, test terminal blocks, wiring etc. to make the system complete | No. | 1
5.3 | Completion and Modification of 132kV Low Impedance Centralised Type Busbar Protection System
5.3.1 | 132kV Low Impedance,Centralised type Busbar Protection Relay with Check zone ACC. To PSLD drawing and considering future extention of a minimum of 4 bays | No. | 2
5.3.2 | Supply new panels for Busbar 1 and 2, including all accessories, e.g. trip circuit supervision, trip relays, aux relays, test and terminal blocks, timers, wiring etc. to make the system complete | No. | 2
5.3.3 | Low impedance busbar protection system including panels, relays, auxiliary relays, and all accessories for double bus scheme extension/modification scope with compete retesting, recommissioinig and all other modifications | Lot | 1
5.4 | 132kV Coupler Protection System including:
5.4.1 | Over Current 50/51, 50N/51N (with all required functions as per PSLD) | No. | 1
5.4.2 | Bay Control Unit integrated with synchro-check function (with all required functions as per PSLD) | No. | 1
5.4.3 | All other relays or functions such as over voltage; under voltage; trip relay; tripcircuit supervison; pole discordance; synchro check; fuse failure; close relay; lockout relay; short zone, end zone; circuit breaker failure, cubicles, test blocks and test plugs, aux. relays, timers, terminals, Labels, etc. as needed to complete the full protection scheme. | Lot | 1
5.4.4 | Panels including all accessories, e.g. trip circuit supervision, trip relays, test terminal blocks, wiring etc. to make the system complete | No. | 1
5.5 | Miscellaneous modification works as necessary to make a complete functional 132kV protection system | Lot | 1
TOTAL PRICE ITEM 5
6 | 33KV PROTECTION SYSTEMS
6.1 | Transformer 33kV Side Protection System including:
6.1.1 | 50/51, 50N/51N Protection(with all required functions as per PSLD) | No. | 2
6.1.2 | Earth Fault 50N/51N (SBEF) Protection (with all required functions as per PSLD) | No. | 2
6.1.3 | All other relays or functions such as over voltage; under voltage; trip relay; tripcircuit supervison; pole discordance; synchro check; fuse failure; close relay; lockout relay; short zone, end zone; circuit breaker failure, cubicles, test blocks and test plugs, aux. relays, timers, terminals, Labels, etc. as needed to complete the full protection scheme. | Lot | 1
6.1.4 | Panels including all accessories, e.g. trip circuit supervision, trip relays, test terminal blocks, wiring etc. to make the system complete | No. | 1
6.2 | Power Transformer Automatic Voltage Regulation System including:
6.2.1 | Automatic Voltage Regulator Relay (AVR) | No. | 1
6.2.2 | Panels with all accessories and auxiliaries, lighting, heating, socket, push buttons, wiring, terminals, test facilities, discrepancy and all other switches, labels, unit measurement indicating lamps, position indicators, alarm announciators, temperature indicators, test block/plug , Labels, etc. and with the following equipment. | No. | 1
6.3 | 33kV Coupler Protection System Including: | No. | 1
6.3.1 | Overcurrent 50/51 And Earth Fualt 50N/51N Protection(with all required functions as per PSLD) | No. | 1
6.3.2 | Bay Control Unit integrated with synchro-check function (with all required functions as per PSLD) | No. | 1
6.3.3 | All other relays or functions such as over voltage; under voltage; trip relay; tripcircuit supervison; pole discordance; synchro check; fuse failure; close relay; lockout relay; short zone, end zone; circuit breaker failure, cubicles, test blocks and test plugs, aux. relays, timers, terminals, Labels, etc. as needed to complete the full protection scheme. | Lot | 1
6.3.4 | Panels including all accessories, e.g. trip circuit supervision, trip relays, test terminal blocks, wiring etc. to make the system complete | No. | 1
6.4 | Completion and Modification 33kV Low Impedance Type Busbar Protection System | No. | 1
6.4.1 | 33kV Low Impedance type Busbar Protection Relay ACC. To PSLD drawing and considering future extention | No. | 1
6.4.2 | Panels including all accessories, e.g. trip circuit supervision, trip relays, aux relays, test and terminal blocks, timers, wiring etc. to make the system complete. | No. | 1
6.5 | 33kV Feeder Protection System Including:
6.5.1 | Main 1 21L Protection(with all required functions as per PSLD) | No. | 2
6.5.2 | Bay control and protection unit with intergrated auto-reclose function(with all required functions as per PSLD) | No. | 2
6.5.3 | All other relays or functions such as lockout; circuit breaker failure, cubicles, test blocks/plugs, aux. relays, timers, terminals, Labels, etc. as needed to complete the protection. | Lot | 1
6.5.4 | Panels including all accessories, e.g. trip circuit supervision, trip relays, test terminal blocks, wiring etc. to make the system complete | No. | 2
6.6 | Miscellaneous modification works as necessary to make a complete functional 33kV protection system | Lot | 1
TOTAL PRICE ITEM 6
7 | 132/33kV SUBSTATION CONTROL SYSTEM
7.1 | Substation automation system including: | Lot | 1
7.2 | All software and license, Modifications in HMI | Lot | 1
7.3 | Bay Control and Protection Units (BCU/BCPU)(with all required functions as per PSLD) | No. | 3
7.4 | Bay Control Panels | No. | 3
7.5 | Auxiliary and Common Services Bay Control Unit | Lot | 1
7.6 | Auxiliary and Common Services Panel including all accessories | Lot | 1
7.7 | Bay level LAN (Switches, Star-Coupler, Fibre Optic Cables etc.) | Lot | 1
7.8 | Completion of Human Machine Interface Systems and Computers | No. | 2
7.9 | Any other material for full functionality of the Substation Control System | Lot. | 1
TOTAL PRICE ITEM 7
8 | CONTROL AND PROTECTION SYSTEM IN EXISTING REMOTE SUBSTATIONS
8.1 | Equipment for Modification works at Remote SS (Already considered at Rumuruti) | Lot | 0
TOTAL PRICE ITEM 8
9 | TELECOMMUNICATION & NCC/RCC/NSCC
9.1 | Required equipment for modification works at existing Kabarnet 132/33kV substation Telecommunication and Teleprotection Signalling System
9.1.1 | Required equipment for upgrade and modification works at existing Telecommunication SDH System in 132/33kV Substation | Lot | 1
9.1.2 | Required equipment for upgrade and modification works at existing Teleprotection Signalling Equipment Interface Board for Distance & Differential protection relay in 132/33kV Substation | Lot | 1
9.2 | New Firewall system with all necessary Licenses | Lot | 1
9.3 | Modification works at existing IP Phone including all necessary Licenses, Network switches and any other facilities for communication with NCC,RCC and NSCC | Lot | 1
9.4 | Required equipment for incorporating new and modified substation equipment into the SCADA/EMS System at the NCC/RCC/NSCC | Lot | 1
9.5 | Required equipment for modifications to NCC/RCC/NSCC mimic board (if any) | Lot | 1
9.6 | All necessary licences, hardware, software and configuration needed for the existing network management system (NMS) to create the STM-1 link that forms part of the Optic network from Kabarnet 132/33kV Substation and other Substation to the NCC/RCC/NSCC | Lot | 1
9.7 | Required equipment for modification works at existing PABX in Lessos RCC including all necessary Licenses, Network switches and any other facilities for communication with NCC,RCC and NSCC | Lot | 1
9.8 | Required equipment and accessories for interconnection between the OPGW and fibre optic cable in communication room
9.8.1 | Optical Distribution panel for Main Communication room | No | 1
9.8.2 | Optical Distribution Unit (OCDF) 48 cores fiber for Main Communication room | Set | 1
9.8.3 | Digital Distribution Unit (ODF) for 48 cores fiber | Set | 1
9.8.4 | Tail Optical Fiber | Lot | 1
9.8.5 | 48 cores Optical Cable | Lot | 1
9.8.6 | 2M Coaxial Cable | Lot | 1
9.8.7 | PVC Pipe suitable for the distance between entry gantry and communication room | Lot | 1
9.8.8 | Optical Cable plane | Lot | 1
9.8.9 | Steel Tube from junction box to entry of cable channel | Lot | 1
9.8.10 | OPGW Splice Closures joint box with all accessories | Set | 3
9.9 | Any other material for full functionality of the Telecommunication System | Lot. | 1
TOTAL PRICE ITEM 9
10 | LV CABLES AND ACCESSORIES
10.1 | Auxiliary power and control cabling including single and three phase power cables, control cables required for control; protection; metering and alarms, CTs and CVTs cable circuits, DC supply cables. | Lot | 1
10.2 | Substation internal fibre optic cabling, coaxilal cables. | Lot | 1
10.3 | Cabling installation including, cable trays, ladders, supports & fixing calmps, accessories, glands, lugs, terminals, rails, labels, cable shoes, fire proof sealing of ducts/conduits/openings etc. | Lot | 1
TOTAL PRICE ITEM 10
11 | EARTHING & LIGHTNING PROTECTION
11.1 | Earthing system (including main earth grid, earth mat, rizer, bonding, connector, clamp, fitting, earth rod and well, inspection earth pits etc. as required) | Lot | 1
11.2 | Lightning protection system (including shield wire, air termination rod, down conductor, equipotential bonding, disconnecting link, etc. as required) | Lot | 1
11.3 | Earth mat for the existing DS(E) and ES | Lot | 1
TOTAL PRICE ITEM 11
12 | SUPPORT STRUCTURES
12.1 | Steel supports for 132kV equipment and accessories (including all the required hot dip galvanised steel, bolts, nuts, anchore bolts, plates and etc.) | Lot | 1
12.2 | Steel supports for 33kV equipment and accessories (including all the required hot dip galvanised steel, bolts, nuts, anchore bolts, plates and etc.) | Lot | 1
12.3 | Gantries and other structures within the Substation (including all the required hot dip galvanised steel, bolts, nuts, anchore bolts, plates and etc.) | Lot | 1
12.4 | Structures for interconnecting 132kV and 33kV switchyards (including all the required hot dip galvanised steel, bolts, nuts, anchore bolts, plates and etc.) | Lot | 1
TOTAL PRICE ITEM 12
13 | AUXILIARY SUPPLY
13.1 | LVAC system
13.1.1 | Completion & Modification, wiring and integration of LVAC system including AC distribution outdoor cubicles, AC Main and distribution panels in Control building, LVAC distributed panel/fuse box for oil treatment socket | Lot | 1
13.1.2 | Oil treatment panel and accessories (including heavy duty outlet socket, fuses, glands, etc.) | No. | 1
13.1.3 | Any other material for full functionality of the LVAC System | Lot. | 1
13.2 | LVDC system
13.2.1 | 110Vdc Main and distribution panels, fuse boxes, with all required accessories (including CBs, Contactors, Metering and Protection, Fuses, Aux. Relays and etc.) | No. | 2
13.2.2 | 110Vdc battery chargers with all required accessories (including CBs, Contactors, Metering and Protection, Fuses, Aux. Relays and etc.) | Sets | 2
13.2.3 | 110Vdc batteries with structures/frames with all accessories (including Connection Bars, Cables, Luges, Bolts, Nuts, Washers, anti-Acid covers, Themometer, Density Meter, tools for battery filling and etc.) | Sets | 2
13.2.4 | Any other material for full functionality of the LVDC System | Lot. | 1
13.3 | Modification, wiring and integration of 48Vdc distribution panel, fuse boxes, with all required accessories (including CBs, Contactors, Metering and Protection, Fuses, Aux. Relays and etc.) | Lot | 1
13.4 | 415V ac Uninterruptible Power Supply including isolating by-pass transformers, inverters, static switch, manual bypass switch, panels & distribution boards | Set | 2
TOTAL PRICE ITEM 13
14 | TARIFF METERING
14.1 | Tariff metering System for 132kV OHL, complete with wiring, accessories and etc. including:
14.1.1 | Main Meter including Watthour-meter (Multi tariff), Varhour-meter (Multi tariff), with 0.2S class accuracy | No. | 2
14.1.2 | Check Meter including Watthour-meter (Multi tariff), Varhour-meter (Multi tariff), with 0.2S class accuracy | No. | 2
14.2 | Tariff metering System for Power Transformer, complete with wiring, accessories etc. and including:
14.2.1 | Main Meter including Watthour-meter (Multi tariff), Varhour-meter (Multi tariff), with 0.2S class accuracy | No. | 1
14.3 | Tariff metering System for 33kV , complete with wiring, accessories and etc. including:
14.3.1 | Main Meter including Watthour-meter (Multi tariff), Varhour-meter (Multi tariff), with 0.2S class accuracy | No. | 2
14.4 | Metering data collection and communication system, complete with fibre optic cabling, accessories, Each kind of energy meters software and communication ports. All media and accessories in order to transferring Energy meter measuring values to remote center according to both KETRACO and KPLC required specification. | Lot | 1
14.5 | Metering panel with all accessories and auxiliaries, lighting, heating, socket, wiring, terminals, test facilities, and all other switches, labels, test block/plug , Labels, etc. | Lot | 1
14.6 | All other related relays, racks, Voltage/Current test block, cubicles, terminals, As needed to complete the metering system. | Lot | 1
TOTAL PRICE ITEM 14
15 | MISCELLANEOUS
15.1 | Required Bay Marshalling Kiosk | Lot | 1
15.2 | CCTV System with all ralated equipment for indoor and outdoor, including Cameras of suitable type and required specifications with poles, recorder, storage, monitor, switch, cabling, boxes, fixings, brackets and etc. (acc. to technical specifications in part 2-B) | Lot | 1
15.3 | Padlocks / Keys (for panels, outdoor equipments, doors, etc.) | Lot | 1
15.4 | Equipment/Bay labels, safety warning plates, road signages, room name plates, etc. | Lot | 1
15.5 | Tools and Appliances as stated in Clause 21 of Part 2-A of the Employer's Requirements | Lot | 1
15.6 | Tools and Equipment as stated in part 2-A, Clause 21 of the Employers Requirements (Bidder shall submit relevant itemized list with quantity, description and breackdown price) | Lot | 1
15.7 | Gas handling trolley including accessories | Lot | 1
15.8 | Project Laptops with all required software as per Client's requirmenets in Part 2-A, clause 21 | No. | 4
15.9 | Rugged/Industrial Laptop for substation protection and control system (CRP/SAS) with all required softwareas, as per Client's requirmenets in Part 2-A, clause 21 | No. | 1
15.1 | Laptop tablets as per Client Requirements in Part 2-A, clause 21 | No | 4
15.11 | mobile telephone sets per substation as specified in employers requirement (smart phone, approved by the Employer) | No | 10
15.12 | Satellite phones as specified in employers requirement (satellite phone, approved by the Employer) | No | 5
15.13 | Environmental and Social Equipment requirements
15.13.1 | Portable multi-parameter water meters-HACC MP-6p Portable Meter | No | 2
15.13.2 | Portable data Loggers for ambient Temp & Humidity- Lascar Temperature & Humidity Data Logger | No | 2
15.13.3 | Binoculars- K&F Concept 20×50 High Power Binoculars- | No | 2
15.13.4 | Velocity Meters- Scarlet WR3 Anemometer | No | 2
15.13.5 | EMF meters- Extech 480836 RF EM | No | 2
15.13.6 | Noise/Sound meters. - Reed R8050 Sound Level Meter | No | 2
15.13.7 | Bosch GLM 50-27 CG Laser Distance Meter | No | 3
15.14 | Other Items in Clause 21 of Part 2-A | Lot | 1
15.15 | 50 Mbps symmetric internet bandwidth in the control room building for scalable and future-proof connectivity to support basic IT Functions (Email, ERP access, VoIP, Patch Management) and Video Surveillance Streaming and Remote Support Capabilities . Design should allow easy upgrades of bandwidth and hardware as needs evolve. | Lot | 1
15.16 | Any other items not included above but required to complete the project successfully. (Tenderer shall specify and include breakdown of price in his proposal) | Lot | 1
TOTAL PRICE ITEM 15
16 | Site Transport as per Employer's Requirements, Clause 28
16.1 | Vehicles as per part 2-A, Clause 28
16.1.1 | Vehicle Type 1 as per part 2-A, Clause 28 | No. | 4
16.1.2 | Vehicle Type 2 as per part 2-A, Clause 28 | No. | 2
TOTAL PRICE ITEM 16
MANDATORY SPARES
17 | 132kV PRIMARY PLANT
17.1 | 132 kV Circuit Breaker (3-phase)
17.1.1 | Trip coil | No. | 1
17.1.2 | Closing coil | No. | 1
17.1.3 | Anti pumping relay | No. | 1
17.1.4 | Density blocking relay | No. | 1
17.1.5 | Density meter | No. | 1
17.1.6 | Heater | No. | 1
17.1.7 | Motor for operating mechanism | No. | 1
17.1.8 | Complete pole including fixed and moving contacts, pull rod, etc. | No. | 1
Relevant Peripheral Devices/ Material
17.1.9 | Gas filling devices | No. | 1
17.1.10 | SF6 gas | Kg | 20% of required volume for first filling of CBs
17.1.11 | SF6 gas leakage detector | No. | 1
17.2 | Motorized disconnector (3-phase), complete without integral motorised earth switch with earth mat
17.2.1 | Complete pole which includes current carrying parts, insulators & fixing part, suitable for DS (3-phase) | No. | 1
17.2.2 | Operating mechanism (motor operated), suitable for DS | No. | 1
17.3 | Motorized disconnector (3-phase), complete with one integral motorised earth switch, and earth mat
17.3.1 | Complete pole which includes current carrying parts, insulators, fixing parts and earthing switch suitable for DS-ES (3-phase) | No. | 1
17.3.2 | Motorized operating mechanism suitable for DS-ES | No. | 1
17.4 | Motorized disconnector (3-phase), complete with two integral motorised earth switches and earth mat | No. | 1
17.4.1 | Complete pole which includes current carrying parts, insulators, fixing parts and earthing switch suitable for DS-2ES (3-phase) | No. | 1
17.4.2 | Motorized operating mechanism suitable for DS-2ES | No. | 1
17.5 | Surge arrester (1-phase) including surge counter and earth leakage meter | No. | 1
17.6 | Post insulator of all types | % | 10%
17.7 | Insulator string of all types (suspension and strain types with hardware fitting) | % | 10%
17.8 | Post type current transformer, for protection and metering, six cores (1-phase) | No. | 1
17.9 | Post type current transformer, for protection and metering, five cores (1-phase) | No. | 1
17.1 | Post type current transformer, for protection and measuring, three cores (1-phase) | No. | 1
17.11 | Post type current transformer, for protection, two cores (1-phase) | No. | 1
17.12 | Capacitive voltage transformer protection and metering three cores (1-phase) | No. | 1
17.13 | Capacitive voltage transformer protection and measuring two cores (1-phase) | No. | 1
17.14 | Conductor - Tubular of all types | % | 10%
17.15 | Conductor - Stranded of all types | % | 10%
17.16 | Connectors and clamps for tubular conductors of all types (together with stainless steel nuts, bolts, bimetal) | % | 10%
17.17 | Connectors and clamps for stranded conductors of all types(together with stainless steel nuts, bolts, bimetal) | % | 10%
TOTAL PRICE ITEM 17_Spares
18 | 33kV PRIMARY PLANT
18.1 | Circuit breaker (3-phase)
18.1.1 | Trip coil | No. | 2
18.1.2 | Closing coil | No. | 1
18.1.3 | Density meter | No. | 1
18.1.4 | Motor for operating mechanism | No. | 1
18.1.5 | Complete pole including fixed and moving contacts, pull rod, etc. | No. | 1
18.2 | Motorized disconnector (3-phase), without earth switch, with earth mat
18.2.1 | Complete pole which includes current carrying parts, insulators & fixing part, suitable for DS (3-phase) | No. | 1
18.2.2 | Operating mechanism (motor operated), suitable for DS | No. | 1
18.3 | Disconnector (3-phase), without earth switch, with earth mat
18.3.1 | Complete pole which includes current carrying parts, insulators & fixing part, suitable for DS (3-phase) | No. | 1
18.4 | Motorized disconnector (3-phase), complete with one integral motorised earth switch, and earth mat
18.4.1 | Complete pole which includes current carrying parts, insulators & fixing part & earthing switch, suitable for DS-ES (3-phase) | No. | 1
18.4.2 | Operating mechanism (motor operated), suitable for DS-ES | No. | 1
18.5 | Surge arrester (1-phase) including surge counter and earth leakage meter | No. | 1
18.6 | Post insulator of all types | % | 10%
18.7 | Insulator string of all types (suspension and strain types with hardware fitting) | % | 10%
18.8 | Post type current transformer protection and metering four cores (1-phase) | No. | 1
18.9 | Post type current transformer, for protection, two cores (1-phase) | No. | 1
18.1 | Voltage transforme Protection and metering Two Cores (1-phase) | No. | 1
18.11 | Conductor - Tubular of all types | % | 10%
18.12 | Conductor - Stranded of all types | % | 10%
18.13 | Connectors and clamps for tubular conductors of all types (together with stainless steel nuts, bolts, bimetal) | % | 10%
18.14 | Connectors and clamps for stranded conductors of all types (together with stainless steel nuts, bolts, bimetal) | % | 10%
TOTAL PRICE ITEM 18_Spares
19 | POWER TRANSFORMER (P.TR.)
19.1 | Power transformer three phase units HV132/LV33kV, 18-23MVA including HV/LV/Neutral Bushing CT's, OLTC, RTCC, Control Cabinet and all accessories as required acc. to Tech. Spec. and TDS
19.1.1 | Bushing for HV side | No. | 1
19.1.2 | Bushing for LV side | No. | 1
19.1.3 | Bushing for Neutral LV side | No. | 1
19.1.4 | Oil directed pressure relief device (main tank) | No. | 1
19.1.5 | Oil directed pressure relief device (OLTC) | No. | 1
19.1.6 | Buchholz relay | No. | 1
19.1.7 | Oil Level Indicator for main tank | No. | 1
19.1.8 | Oil level indicator for OLTC | No. | 1
19.1.9 | Oil surge relay for OLTC | No. | 1
19.1.10 | Cooling fan | No. | 4
19.1.11 | Winding temperature indicator | No. | 1
19.1.12 | Oil temperature indicator | No. | 1
19.1.13 | Valves for radiators | Set | 1
19.1.14 | Contactors and required accessories eg. Aux. Relay, MCB, Control relay, and etc. (in Marshalling Kiosk) | No. | 1
19.1.15 | Transducer of each type | Set | 1
19.1.16 | Pre-stressed non-return valve (PNRV) | No. | 1
19.1.17 | Complete set of gaskets | Set | 1
Relevant Peripheral Material
19.1.18 | Transformer oil | Drum | 10% of total transformer oil volume
19.1.19 | Silicagel | Kg | Equal to the quantity of the first filling
TOTAL PRICE ITEM 19_Spare Parts
20 | AUXILIARY TRANSFORMER
20.1 | Auxiliary transformer three phase units HV33/LV0.415kV, 250KVA including all accessories as required
20.1.1 | Oil Directed Pressure Relief Device | No. | 1
20.1.2 | Buchholz Relay | No. | 1
20.1.3 | Oil Level Indicator | No. | 1
20.1.4 | Winding Temperature Indicator | No. | 1
20.1.5 | Oil Temperature Indicator | No. | 1
20.1.6 | Complete set of gaskets | Set | 1
TOTAL PRICE ITEM 20_Spare Parts
21 | 132kV PROTECTION SYSTEMS
21.1 | 132kV OHL Protection System
21.1.1.1 | Main 1 21L Protection(with all required functions as per PSLD) | No. | 1
21.1.2.1 | Main 2 87L Protection(with all required functions as per PSLD) | No. | 1
21.1.3 | Accessories for all other relays or functions such as over voltage; under voltage; trip; tripcircuit supervison; pole discordance; synchro check; fuse failure; close; lockout; short zone; circuit breaker failure, cubicles, test blocks/plugs, aux. relays, timers, terminals, Labels, etc. as needed to complete the protection. | % | 20%
21.1.4 | Accessories for the panels including trip circuit supervision, trip relays, aux relays, test and terminal blocks, timers, wiring etc. to make the system complete | % | 20%
21.2 | Transformer 132kV Side Protection System including:
21.2.1 | Main 87T+87NT Protection(with all required functions as per PSLD) | No. | 1
21.2.2 | Backup 67/67(N) Protection(with all required functions as per PSLD) | No. | 1
21.2.3 | Accesories for all other relays or functions such as over voltage; under voltage; trip; tripcircuit supervison; pole discordance; synchro check; fuse failure; close; lockout; short zone; circuit breaker failure, cubicles, test blocks/plugs, aux. relays, timers, terminals, Labels, etc. as needed to complete the protection. | % | 20%
21.2.4 | Accessories for the panels including trip circuit supervision, trip relays, aux relays, test and terminal blocks, timers, wiring etc. to make the system complete | % | 20%
21.3 | Completion and Modification of 132kV Low Impedance Type Busbar Protection System
21.3.1 | Accessories for the panels including trip circuit supervision, trip relays, aux relays, test and terminal blocks, timers, wiring etc. to make the system complete | % | 20%
21.4 | 132kV Coupler Protection System
21.4.1 | Over Current 50/51(N) (with all required functions as per PSLD)
21.4.1.1 | Over Current 50/51(N) (with all required functions as per PSLD) | No. | 1
21.4.2 | Accessories for all other relays or functions such as over voltage; under voltage; trip; tripcircuit supervison; pole discordance; synchro check; fuse failure; close; lockout; short zone; circuit breaker failure, cubicles, test blocks/plugs, aux. relays, timers, terminals, Labels, etc. as needed to complete the protection. | % | 20%
21.4.3 | Accessories for the panels including trip circuit supervision, trip relays, aux relays, test and terminal blocks, timers, wiring etc. to make the system complete | % | 20%
TOTAL PRICE ITEM 21-Spare Parts
22 | 33kV PROTECTION SYSTEMS
Main Equipment
22.1 | Transformer 33kV Side Protection System
22.1.1.1 | 67/67(N) Protection(with all required functions as per PSLD) | No. | 1
22.1.2 | All other relays or functions such as over voltage; under voltage; trip; tripcircuit supervison; pole discordance; synchro check; fuse failure; close; lockout; short zone; circuit breaker failure, cubicles, test blocks/plugs, aux. relays, timers, terminals, Labels, etc. as needed to complete the protection. | % | 20%
22.1.3 | Accessories for the panels including trip circuit supervision, trip relays, aux relays, test and terminal blocks, timers, wiring etc. to make the system complete | % | 20%
22.2 | Power Transformer Automatic Voltage Regulation System
22.2.1.1 | Automatic Voltage Regulator Relay(AVR) | No. | 1
22.2.2 | Accessories for the panels including trip circuit supervision, trip relays, aux relays, test and terminal blocks, timers, wiring etc. to make the system complete | % | 20%
22.3 | 33kV Coupler Protection System
22.3.1.1 | Overcurrent 50/51 And Earth Fualt 50N/51N Protection(with all required functions as per PSLD) | No. | 1
22.3.2 | Accessories for all other relays or functions such as over voltage; under voltage; trip; tripcircuit supervison; pole discordance; synchro check; fuse failure; close; lockout; short zone; circuit breaker failure, cubicles, test blocks/plugs, aux. relays, timers, terminals, Labels, etc. as needed to complete the protection. | % | 20%
22.3.3 | Accessories for the panels including trip circuit supervision, trip relays, test terminal blocks, wiring etc. to make the system complete | % | 20%
22.4 | Completion and Modification 33kV Low Impedance Type Busbar Protection System
22.4.2 | Accessories for the panels including trip circuit supervision, trip relays, aux relays, test and terminal blocks, timers, wiring etc. to make the system complete | % | 20%
TOTAL PRICE ITEM 22_Spare Parts
23 | 132/33kV SUBSTATION CONTROL SYSTEM
23.1 | Bay level LAN (Switches, Star-Coupler, Fibre Optic Cables etc.) | No. | 1
TOTAL PRICE ITEM 7_Spare Parts
24 | LV CABLES AND ACCESSORIES
24.1 | Auxiliary power and control cabling including single and three phase power cables, control cables required for control; protection; metering and alarms, CTs and CVTs cabe circuits, DC supply cables. | % | 10%
24.2 | Substation internal fibre optic cabling, coaxilal cables. | % | 10%
24.3 | Accessories for Cabling installation including, cable trays, ladders, supports & fixing calmps, accessories, glands, lugs, terminals, rails, labels, cable shoes, fire proof sealing of ducts/conduits/openings etc. | % | 10%
TOTAL PRICE ITEM 24_Spare Parts
25 | AUXILIARY SUPPLY
25.1 | LVAC system
25.1.1 | Completion & Modification, wiring and integration of LVAC system including AC distribution outdoor cubicles, AC Main and distribution panels in Control building, LVAC distributed panel/fuse box for oil treatment socket | % | 20%
25.1.2 | Oil treatment panel and accessories (including heavy duty outlet socket, fuses, glands, etc.) | No. | 1
25.2 | LVDC system
25.2.1 | 110Vdc Main and distribution panels, fuse boxes, with all required accessories (including CBs, Contactors, Metering and Protection, Fuses, Aux. Relays and etc.) | No. | 1
25.2.2 | Accessories for 110Vdc battery chargers with all required accessories (including CBs, Contactors, Metering and Protection, Fuses, Aux. Relays and etc.) | Set | 1
25.2.3 | Accessories for 110Vdc batteries with structures/frames with all accessories (including Connection Bars, Cables, Luges, Bolts, Nuts, Washers, anti-Acid covers, Themometer, Density Meter, tools for battery filling and etc.) | Set | 1
25.3 | Accessories for modification, wiring and integration of 48Vdc distribution panel, fuse boxes (including CBs, Contactors, Metering and Protection, Fuses, Aux. Relays and etc.) | % | 20%
25.4 | Accessories for 415V ac Uninterruptible Power Supply including isolating by-pass transformers, inverters, static switch, manual bypass switch, panels & distribution boards | % | 20%
TOTAL PRICE ITEM 25_Spare Parts
26 | TARIFF METERING
26.1 | Tariff metering System for 132kV OHL, complete with wiring, accessories and etc. including:
26.1.1 | Meter including Watthour-meter (Multi tariff), Varhour-meter (Multi tariff), with 0.2S class accuracy | No. | 1
26.2 | Tariff metering System for Power Transformer, complete with wiring, accessories etc. and including:
26.2.1 | Meter including Watthour-meter (Multi tariff), Varhour-meter (Multi tariff), with 0.2S class accuracy | No. | 1
26.3 | Accessories for metering data collection and communication system. | % | 20%
26.4 | Accessories for the metering panel | % | 20%
26.5 | Accessories for all other related relays, racks, Voltage/Current test block, cubicles, terminals, As needed to complete the metering system. | % | 20%
TOTAL PRICE ITEM 26_Spare_Parts
27 | MISCELLANEOUS
27.1 | Accessories for the CCTV System with all related equipment for indoor and outdoor. | % | 20%
TOTAL PRICE ITEM 27_Spare Parts
TOTAL PRICE SCHEDULE 2 KABARNET SUBSTATION Note: Contractor shall include all equipment and materials in his proposal, which are necessary to complete the works.
TOTAL PRICE SCHEDULE 2 KABARNET SUBSTATION_Spare Parts

## Schedule_3_SS
SCHEDULE NO. 3
DESIGN SERVICES
FOR KABARNET SUBSTATION
Note 1: All of the manufacturer's documentations including test reports, layout and dimensions drawings, datasheets, Catalogs, O&M instruction manuals, etc. shall be submitted to the Client.
Note 2: All of the blank cells shall be filled with quoted price or "included". Any other alternation interpreted as "included". It means that relevant price has been included in other items.
1 | 2 | 4 | 3 | 5 | 6 | 7 | 8 | 9 | 10
Item No | Description | Unit | Estimated Quantity | Foreign Currency (FC1) = USD (FC2) = EURO |  | Local Currency (KSh) = KENYAN SHILLINGS | Total Price
|  |  |  | Design Services |  | Design Services | Design Services
|  |  |  | Unit Price |  | Unit Price | (Quantity x Unit Price)
|  |  |  | FC1 | FC2 | KSh | FC1 | FC2 | KSh
1 | DESIGN SERVICES
1.1 | 132kV and 33kV primary equipment sizing/rating calculations and drawings (CB, DS, ES, CT, CVT, power transformer, Aux. transformer, suspension/strain Insulators, etc.) | Lot | 1
1.2 | Detail design drawings of layout, site plan and sections | Lot | 1
1.3 | Substation earthing system design Calculations and drawings (including cross section of grounding conductor and rizer, step voltage, touch voltage, maximum potential rise, main grid resistance, etc. as required) | Lot | 1
1.4 | Lightning protection design calculation and drawings (including risk level assessment, protection zone, etc. as required) | Lot | 1
1.5 | Short circuit design analysis (including grid short circuit level at the substation and inteconnection lines, etc. as required) | Lot | 1
1.6 | Surge/Lightning arrester design calculations and drawings (including protection zone, protection margin, rated volatge, continous voltage, discharge class, etc. as required) | Lot | 1
1.7 | Insulation coordination studies | Lot | 1
1.8 | Buswork electrical and mechanical calculations and drawings (Including stranded/tubular conductors sizing, continous and short circuit current carring capacity, corona level or surface volatge gradient, electromechanical forces due to wieght, Ice,wind and short circuit for buasbars, gantry and between equipment, post insulator, and etc. as required) | Lot | 1
1.9 | Conductors sag and tension calculations and drawings | Lot | 1
1.1 | LVAC/LVDC/UPS auxiliary supply systems, EAT and DG sizing, chargers, batteries design calculations and detail drawings | Lot | 1
1.11 | Protection, control, fault monitoring/ metering system design calculations, detail drawings and logic diagram together with relays' configuration, protection relay setting calculations and studies | Lot | 1
1.12 | Substation automation system (SAS) design calculations and detail drawings | Lot | 1
1.13 | Telecommunication system design calculations and detail drawings (for communication with NCC/RCC/NSCC) | Lot | 1
1.14 | Substation access control system and CCTV design calculations and detail drawings | Lot | 1
1.15 | External and internal lighting design calculations and detail drawings | Lot | 1
1.16 | LV cables and cable laying design calculations and detail drawings | Lot | 1
1.17 | Gantry and steel structures calculations and detail drawings | Lot | 1
1.18 | Equipment foundations calculations and detail drawings | Lot | 1
1.19 | Main and Aux. Transformers' foundations, plinth, firewall, oil pits, and etc., calculations and detail drawings | Lot | 1
1.2 | Cable trenches/ ducts calculations and detail drawings | Lot | 1
1.21 | All relevant substation civil works design calculations and detail drawings to ensure a fully functional substation including borehole, plumbing, landscaping, parking, fence, entrance gate, etc. | Lot | 1
1.22 | Substation internal roads design calculations and detail drawings | Lot | 1
1.23 | Substation external access road (tarmac) design calculations and detail drawings (rehabilitation, if any) | Lot | 1
1.24 | HVAC air-conditioning design calculations and detail drawings (if any) | Lot | 1
1.25 | Drainage, sewage and plumbing works design calculations and detail drawings | Lot | 1
1.26 | Other required detail design drawings | Lot | 1
1.27 | Design review meeting as specified in the Employer's Requirements Part 2-A Clause 31.3 | Lot | 1
1.28 | Modification of all relevant as-built drawings of Kabarnet substation to Client/Consultant approval | Lot | 1
TOTAL PRICE SCHEDULE 3A KABARNET SUBSTATION Note: Contractor shall include all design services in his proposal, which are necessary to complete the works.

## Schedule_4_SS
SCHEDULE NO. 4
INSTALLATION AND OTHER SERVICES
FOR KABARNET SUBSTATION
Note: All of the blank cells shall be filled with quoted price or "included". Any other alternation interpreted as "included". It means that relevant price has been included in other items.
1 | 2 | 3 | 4 | 5 | 6 | 7 | 8 | 9 | 10
Item No | Description | Unit | Estimated Quantity | Foreign Currency (FC1) = USD Foreign Currency (FC2) = EURO Local Currency (KSh) = KENYAN SHILLINGS |  |  | Total Price
|  |  |  | Installation and other Services |  |  | Installation and other Services
|  |  |  | Unit Price |  |  | (Quantity x Unit Price)
|  |  |  | FC1 | FC2 | KSh | FC1 | FC2 | KSh
1 | 132kV PRIMARY PLANT
1.1 | 132kV Circuit Breaker (3 phase) 1600A, 31.5kA- Single pole | No. | 2
1.2 | 132kV Circuit Breaker (3 phase) 1600A, 31.5kA | No. | 1
1.3 | 132kV Circuit Breaker (3 phase) 2000A, 31.5kA | No. | 1
1.4 | Motorized disconnector (3-phase) 132kV,1600A,31.5kA, without earthing switch with earth mat | No. | 3
1.5 | Motorized disconnector (3-phase) 132kV,2000A,31.5kA, without earthing switch with earth mat | No. | 2
1.6 | Motorized disconnector (3-phase) 132kV,1600A,31.5kA, with one (1) earthing switch, and earth mat | No. | 7
1.7 | Motorized disconnector (3-phase) 132kV,1600A,31.5kA, with two (2) earthing switches, and earth mat | No. | 1
1.8 | Motorized earthing switch (3-phase) with earth mat | No. | 2
1.9 | Surge arrester 132kV (1-phase) including surge counter and earth leakage meter | Lot | 9
1.10 | Post Insulator | Lot | 1
1.11 | Insulator string (suspension and strain types with hardware fitting) | No. | 1
1.12 | 132 kV Post type current transformer, for protection and metering, six cores (1-phase) | No. | 12
1.13 | 132 kV Post type current transformer, for protection and metering, five cores (1-phase) | No. | 3
1.14 | 132 kV Post type current transformer, for protection and measuring, three cores (1-phase) | No. | 3
1.15 | 132 kV Post type current transformer, for protection, two cores (1-phase) | No. | 3
1.16 | 132 kV Capacitive voltage transformer protection and metering three cores (1-phase) | No. | 6
1.17 | 132 kV Capacitive voltage transformer protection and measuring two cores (1-phase) | Lot | 3
1.18 | Conductor - Tubular | Lot | 1
1.19 | Conductor - Stranded | Lot | 1
1.2 | Connectors and clamps for tubular conductors (together with stainless steel nuts, bolts, bimetal) | Lot | 1
1.21 | Connectors and clamps for stranded conductors (together with stainless steel nuts, bolts, bimetal) | Lot | 1
1.22 | Busbars modification from single bus to double buses configuration with all required connections, demolition, modification, relocation and replacement works for the existing area | Lot | 1
1.23 | Replacement of CT of existing 132kV bays (one line and one transformer feeder) to comply with the busbar protection according to the SLD drawings | Lot | 1
1.24 | Demolition, Relocation and Re-installation of the complete equipment (Circuit Breaker, Disconnectors, current transformers, voltage transformers, Surge arrestors, conductors and accessories,...etc), support stractures, gantry, etc of the existing 132kV Lessos OHL bay including the supply of necessary additional power supply cables, control cables, earthing conductors, fiber optic cables,...etc to cover the extended distance and other accessories to make the system functional | Lot | 1
1.25 | All required modification, replacement, relocation, disassembling and transportation works to change the busbar configuraion and to make the system complete and functional implementation of earth mat for existing DS(E)/ES | Lot | 1
1.23 | TOTAL PRICE ITEM 1
2 | 33kV PRIMARY PLANT
2.1 | Circuit breaker (3-phase) | No. | 4
2.2 | Motorized disconnector (3-phase), without integral motorised earth switch, with earth mat | No. | 5
2.3 | Motorized disconnector (3-phase), complete with one integral motorised earth switch, and earth mat | No. | 3
2.4 | Surge arrester (1-phase) including surge counter and earth leakage meter | No. | 9
2.5 | Post insulator | Lot | 1
2.6 | Insulator string (suspension and strain types with hardware fitting) | Lot | 1
2.7 | Post type current transformer protection and metering four cores (1-phase) | No. | 12
2.8 | Post type current transformer, for protection, three cores (1-phase) | No. | 3
2.9 | Voltage transforme protection and metering two cores (1-phase) | No. | 12
2.1 | 40.5kV, 0.5A 1phase cut off fuse | No. | 3
2.11 | Conductor - Tubular | Lot | 1
2.12 | Conductor - Stranded | Lot | 1
2.13 | Connectors and clamps for tubular conductors (together with stainless steel nuts, bolts, bimetal) | Lot | 1
2.14 | Connectors and clamps for stranded conductors (together with stainless steel nuts, bolts, bimetal) | Lot | 1
2.15 | One circuit of 33kV for interconnection between 132kV switchgear (TR-2) and 33kV Switchyard Transformer feeder including requirement | Lot | 1
2.16 | All required modification, replacement, relocation, disassembling and transportation works to make the system complete and functional | Lot | 1
2.18 | TOTAL PRICE ITEM 2
3 | POWER TRANSFORMER (P.TR.)
3.1 | Power transformer three phase units HV132/LV33kV, 18-23MVA including HV/LV/Neutral Bushing CT's, OLTC, RTCC, Control Cabinet and all accessories as required acc. to Tech. Spec. and TDS | No. | 1
3.2 | 50 kg wheeled Dry-Powder Fire extinguisher for Auxiliary transformer | No. | 1
3.3 | TOTAL PRICE ITEM 3
4 | AUXILIARY TRANSFORMER
4.1 | Auxiliary transformer three phase units HV33/LV0.415kV, 250KVA,including all accessories as required | No. | 2
4.2 | 40.5kV, 5A 1-phase cut off fuse | No. | 3
4.3 | All required modification, including changeover facilities with the generator, replacement, relocation, disassembling and transportation works related to replacement of existing auxiliary transformer and hand over to KETRACO at designated Employer's warehouse. | Lot | 1
4.4 | Diesel Generator 250kVA including generator control and protection panel and all peripheral equipment, reservior(s), (foundations, structure), and accessories. | No. | 1
4.3 | TOTAL PRICE ITEM 4
5 | 132kV PROTECTION SYSTEMS
5.1 | 132kV OHL Protection System including:
5.1.1 | Main 1 21L Protection(with all required functions as per PSLD) | No. | 2
5.1.2 | Main 2 87L Protection(with all required functions as per PSLD) | No. | 2
5.1.3 | Auto-Reclose Protection Relay(with all required functions and Voltage Selection Logic as per PSLD) | No. | 2
5.1.4 | All other relays or functions such as over voltage; under voltage; trip relay; tripcircuit supervison; pole discordance; synchro check; fuse failure; close relay; lockout relay; short zone, end zone; circuit breaker failure, cubicles, test blocks and test plugs, aux. relays, timers, terminals, Labels, etc. as needed to complete the full protection scheme. | Lot | 1
5.1.5 | Panels including all accessories, e.g. trip circuit supervision, trip relays, test terminal blocks, wiring etc. to make the system complete | No. | 4
5.2 | Transformer 132kV Side Protection System including:
5.2.1 | Main 87T+87NT Protection(with all required functions as per PSLD) | No. | 1
5.2.2 | Backup 50/51, 50N/51N Protection(with all required functions as per PSLD) | No. | 1
5.2.3 | All other relays or functions such as over voltage; under voltage; trip relay; tripcircuit supervison; pole discordance; synchro check; fuse failure; close relay; lockout relay; short zone, end zone; circuit breaker failure, cubicles, test blocks and test plugs, aux. relays, timers, terminals, Labels, etc. as needed to complete the full protection scheme. | Lot | 1
5.2.4 | Panels including all accessories, e.g. trip circuit supervision, trip relays, test terminal blocks, wiring etc. to make the system complete | No. | 1
5.3 | Completion and Modification of 132kV Low Impedance Type Busbar Protection System
5.3.1 | 132kV Low Impedance type Busbar Protection Relay with Check zone ACC. To PSLD drawing and considering future extention | No. | 2
5.3.2 | Panels including all accessories, e.g. trip circuit supervision, trip relays, aux relays, test and terminal blocks, timers, wiring etc. to make the system complete | No. | 2
5.3.3 | Decommision existing busbar panels and associated accessories and hand over to Employer at a designated location in Kenya | Lot | 1
5.3.4 | Low impedance busbar protection system including panels, relays, auxiliary relays, and all accessories for double bus scheme extension/modification scope with compete retesting, recommissioinig and all other modifications | lot | 1
5.4 | 132kV Coupler Protection System including:
5.4.1 | Over Current 50/51, 50N/51N (with all required functions as per PSLD) | No. | 1
5.4.2 | Bay Control Unit integrated with synchro-check function (with all required functions as per PSLD) | No. | 1
5.4.2 | All other relays or functions such as over voltage; under voltage; trip relay; tripcircuit supervison; pole discordance; synchro check; fuse failure; close relay; lockout relay; short zone, end zone; circuit breaker failure, cubicles, test blocks and test plugs, aux. relays, timers, terminals, Labels, etc. as needed to complete the full protection scheme. | Lot | 1
5.4.3 | Panels including all accessories, e.g. trip circuit supervision, trip relays, test terminal blocks, wiring etc. to make the system complete | No. | 1
5.5 | Miscellaneous modification works as necessary to make a complete functional 132kV protection system | Lot | 1
5.6 | TOTAL PRICE ITEM 5
6 | 33KV PROTECTION SYSTEMS
6.1 | Transformer 33kV Side Protection System including:
6.1.1 | 50/51, 50N/51N Protection(with all required functions as per PSLD) | No. | 1
6.1.2 | Earth Fault 50N/51N (SBEF) Protection (with all required functions as per PSLD) | Lot | 1
6.1.3 | All other relays or functions such as over voltage; under voltage; trip relay; tripcircuit supervison; pole discordance; synchro check; fuse failure; close relay; lockout relay; short zone, end zone; circuit breaker failure, cubicles, test blocks and test plugs, aux. relays, timers, terminals, Labels, etc. as needed to complete the full protection scheme. | No. | 1
6.1.4 | Panels including all accessories, e.g. trip circuit supervision, trip relays, test terminal blocks, wiring etc. to make the system complete | No. | 1
6.2 | Power Transformer Automatic Voltage Regulation System including:
6.2.1 | Automatic Voltage Regulator Relay (AVR) | No. | 1
6.2.2 | Panels with all accessories and auxiliaries, lighting, heating, socket, push buttons, wiring, terminals, test facilities, discrepancy and all other switches, labels, unit measurement indicating lamps, position indicators, alarm announciators, temperature indicators, test block/plug , Labels, etc. and with the following equipment. | No. | 1
6.3 | 33kV Coupler Protection System Including:
6.3.1 | Overcurrent 50/51 And Earth Fualt 50N/51N Protection(with all required functions as per PSLD) | No. | 1
6.3.2 | Bay Control Unit integrated with synchro-check function (with all required functions as per PSLD) | No. | 1
6.3.2 | All other relays or functions such as over voltage; under voltage; trip relay; tripcircuit supervison; pole discordance; synchro check; fuse failure; close relay; lockout relay; short zone, end zone; circuit breaker failure, cubicles, test blocks and test plugs, aux. relays, timers, terminals, Labels, etc. as needed to complete the full protection scheme. | Lot | 1
6.3.3 | Panels including all accessories, e.g. trip circuit supervision, trip relays, test terminal blocks, wiring etc. to make the system complete | No. | 1
6.4 | Completion and Modification 33kV Low Impedance Type Busbar Protection System
6.4.1 | 33kV Low Impedance type Busbar Protection Relay ACC. To PSLD drawing and considering future extention | No. | 2
6.4.2 | Panels including all accessories, e.g. trip circuit supervision, trip relays, aux relays, test and terminal blocks, timers, wiring etc. to make the system complete | No. | 2
6.4.3 | Decommision existing busbar panels and associated accessories and hand over to Employer at a designated location in Kenya
6.5 | 33kV Feeder Protection System Including:
6.5.1 | Main 1 21L Protection(with all required functions as per PSLD) | No. | 2
6.5.2 | Bay control and protection unit with intergrated auto-reclose function(with all required functions as per PSLD) | No. | 2
6.5.3 | All other relays or functions such as lockout; circuit breaker failure, cubicles, test blocks/plugs, aux. relays, timers, terminals, Labels, etc. as needed to complete the protection. | No. | 2
6.5.4 | Panels including all accessories, e.g. trip circuit supervision, trip relays, test terminal blocks, wiring etc. to make the system complete | No. | 2
6.6 | Miscellaneous modification works as necessary to make a complete functional 33kV protection system | Lot | 1
6.6 | TOTAL PRICE ITEM 6
7 | 132/33kV SUBSTATION CONTROL SYSTEM
7.1 | Substation automation system including: | Lot | 1
7.2 | All software and license, Modifications in HMI | Lot | 1
7.3 | Bay Control and Protection Units (BCU/BCPU)(with all required functions as per PSLD) | No. | 3
7.4 | Bay Control Panels | No. | 3
7.5 | Auxiliary and Common Services Bay Control Unit | Lot | 1
7.6 | Auxiliary and Common Services Panel including all accessories | Lot | 1
7.7 | Bay level LAN (Switches, Star-Coupler, Fibre Optic Cables etc.) | Lot | 1
7.8 | Completion of Human Machine Interface Systems and Computers | No. | 2
7.9 | TOTAL PRICE ITEM 7
8 | CONTROL AND PROTECTION SYSTEM IN EXISTING REMOTE SUBSTATIONS
8.1 | Equipment for Modification works at Remote SS (Already considered at Rumuruti) | Lot | 0
TOTAL PRICE ITEM 8
9 | TELECOMMUNICATION & NCC/RCC/NSCC
9.1 | Required equipment for modification works at existing Kabarnet 132/33kV substation Telecommunication and Teleprotection Signalling System | Lot
9.1.1 | Required equipment for modification works at existing Telecommunication SDH System in 132/33kV Substation | Lot | 1
9.1.2 | Required equipment for modification works at existing Teleprotection Signalling Equipment Interface Board for Distance & Differential protection relay in 132/33kV Substation | Lot | 1
9.2 | New Firewall system with all necessary Licenses | Lot | 1
9.3 | Modification works at existing IP Phone including all necessary Licenses, Network switches and any other facilities for communication with NCC,RCC and NSCC | Lot | 1
9.4 | Required equipment for incorporating new and modified substation equipment into the SCADA/EMS System at the NCC/RCC/NSCC | Lot | 1
9.5 | Required equipment for modifications to NCC/RCC/NSCC mimic board (if any) | Lot | 1
9.6 | All necessary licences, hardware, software and configuration needed for the existing network management system (NMS) to create the STM-1 link that forms part of the Optic network from Kabarnet 132/33kV Substation and other Substation to the NCC/RCC/NSCC | Lot | 1
9.7 | Required equipment fo modification works at existing PABX in Lessos RCC including all necessary Licenses, Network switches and any other facilities for communication with NCC,RCC and NSCC | Lot | 1
9.8 | Required equipment and accessories for interconnection between the OPGW and fibre optic cable in communication room | Lot | 1
9.8.1 | Optical Distribution panel for Main Communication room | Lot | 1
9.8.2 | Optical Distribution Unit (OCDF) 48 cores fiber for Main Communication room | Lot | 1
9.8.3 | Digital Distribution Unit (ODF) for 48 cores fiber | Lot | 1
9.8.4 | Tail Optical Fiber | Lot | 1
9.8.5 | 48 cores Optical Cable | Lot | 1
9.8.6 | 2M Coaxial Cable | Lot | 1
9.8.7 | PVC Pipe suitable for the distance between entry gantry and communication room | Lot | 1
9.8.8 | Optical Cable plane | Lot | 1
9.8.9 | Steel Tube from junction box to entry of cable channel | Lot | 1
9.8.10 | OPGW Splice Closures joint box with all accessories | Lot | 1
9.11 | TOTAL PRICE ITEM 9
10 | LV CABLES AND ACCESSORIES
10.1 | Auxiliary power and control cabling including single and three phase power cables, control cables required for control; protection; metering and alarms, CTs and CVTs cabe circuits, DC supply cables. | Lot | 1
10.2 | Substation internal fibre optic cabling, coaxilal cables. | Lot | 1
10.3 | Cabling installation including, cable trays, ladders, supports & fixing calmps, accessories, glands, lugs, terminals, rails, labels, cable shoes, fire proof sealing of ducts/conduits/openings etc. | Lot | 1
10.4 | TOTAL PRICE ITEM 10
11 | EARTHING & LIGHTNING PROTECTION
11.1 | Earthing system (including main earth grid, earth mat, rizer, bonding, connector, clamp, fitting, earth rod and well, inspection earth pits etc. as required) | Lot | 1
11.2 | Lightning protection system (including shield wire, air termination rod, down conductor, equipotential bonding, disconnecting link, etc. as required) | Lot | 1
11.3 | Installation of earth mat for the existing DS(E) and ES | Lot | 1
11.4 | TOTAL PRICE ITEM 11
12 | SUPPORT STRUCTURES
12.1 | Steel supports for 132kV equipment and accessories (including all the required hot dip galvanised steel, bolts, nuts, anchore bolts, plates and etc.) | Lot | 1
12.2 | Steel supports for 33kV equipment and accessories (including all the required hot dip galvanised steel, bolts, nuts, anchore bolts, plates and etc.) | Lot | 1
12.3 | Gantries and other structures within the Substation (including all the required hot dip galvanised steel, bolts, nuts, anchore bolts, plates and etc.) | Lot | 1
12.4 | Structures for interconnecting 132kV and 33kV switchyards (including all the required hot dip galvanised steel, bolts, nuts, anchore bolts, plates and etc.) | Lot | 1
12.5 | TOTAL PRICE ITEM 12
13 | CIVIL WORKS Note: All required material and works shall be included in the quoted price in this section.
13.1 | Site survey | Lot | 1
13.2 | Site clearance like removal of shrubs, bushes, vegetation, buildings, foundations as necessary | Lot | 1
13.3 | Earth works including excavation, backfilling and excavation in rock up to a depth of 2m | Lot | 1
13.4 | Soil Investigation (Geotechnical and geo-electrical) (Boreholes and trial pits) | Lot | 1
13.5 | Temporary works | Lot | 1
13.6 | Grading and landscaping on completion | Lot | 1
13.7 | Surfacing with gravel | Lot | 1
13.8 | Extension and Integration of Drainage system (including: excavation, backfill, channel slopping, lean concrete, reinforcement, formwork, concrete placement, concrete curing, grating plates, filter aggregates and others) | Lot | 1
13.9 | Substation land boundary chain-link fence including security for watch and ward during construction phase, as per bid drawings. | Lot | 1
13.1 | Switchyard are chain-link fence as specified in part 2-A Employer's requirement | Lot | 1
13.11 | Cable trenches / ducts (including: excavation, backfill, channel slopping, lean concrete, reinforcement, formwork, concrete placement, concrete curing, grating plates, Cover Slab and others) | Lot | 1
13.12 | Substation road and fence Lighting System, with all ralated equipment including Lighting fixture and terminal boxes, Steel lighting poles with related terminals, fuses, fixtures, lamps and etc., cables and related accessories, distribution boards and etc. | Lot | 1
13.13 | Foundation of 132kV equipment/support structures (including: excavation, backfill, reinforced concrete, lean concrete, formatting, grout, reinforcement, galvanized anchor bolt and others).This includes foundation of Lessos which shall be demolition and re-installed | Lot | 1
13.14 | Foundation of 33kV equipment/support structures (including: excavation, backfill, reinforced concrete, lean concrete, formatting, grout, reinforcement, galvanized anchor bolt and others) | Lot | 1
13.15 | Foundation of gantries and other structures within substation (including: excavation, backfill, reinforced concrete, lean concrete, formatting, grout, reinforcement, galvanized anchor bolt and others) | Lot | 1
13.16 | P.TR. foundation, Plinth and oil drain pits (including: excavation, backfill, reinforced concrete, lean concrete, formatting, grout, reinforcement, metal works and fittings and others) | Set | 2
13.17 | Auxiliary Transformer foundation, Plinth and oil drain pits (including: excavation, backfill, reinforced concrete, lean concrete, formatting, grout, reinforcement, metal works and fittings and others) | Set | 2
13.18 | Miscellaneous foundation to complete the works (such as NER, DG, tanks, etc.) | Lot | 1
13.2 | Substation internal access road to concrete standards complete with drainage facilities and culverts as necessary suitable for heavy machine's traffic, as per bid drawings (including road leveling, lean conceret, prefabricated concrete kerb, base and sub-base, width 8&6&4&3 meters width and others) | Lot | 1
13.21 | Rehabilitation and spot improvement of any damaged sections of existing external access road to bituminous standard and subject to Client's approval Note: The access road length shall be included in the quoted price as required, and no surcharge is accepted. | Lot | 1
13.22 | The existing retaining walls shall be extended for extension area to ensure the required stability of the equipment’s foundation (including both demolition and construction works) | Lot | 1
13.23 | Battery room shall include automatic full redundant double fans and ventilating louver against the fan, eyewash and wide-windows shall be avoided to prevent batteries exposure to sun shine (Modification and Blocking or removal of windows, improvement of ventilation in the existing battery room) | Lot | 1
13.24 | All required demolition, modification, replacement, relocation and transportation works to make the system complete and functional (including Demolition of reinforced concrete of equipment foundation and removal of fence) | Lot | 1
13.25 | Diesel generator house Civil works (including Excavation, concrete works, backfilling, and etc.) together with building services (e.g. Lighting, Small Power System, Fire Detection and hand-held fire extinguishers) | Lot | 1
13.27 | Extension/modification of substation control building including control, protection and telecommunication systems Civil works (including Excavation, concrete works, backfilling, and etc.) together with building services such as Lighting, Small Power System (including Lighting Panels, Conduits, Lighting Fixtures and etc.), Water Supply and Sewage System, HVAC, Water Solar Heating, Fire Detection and fire extinguishers (handheld and trolley-mounted), fire blankets, access control, etc.
13.27.1 | Demolition of control building wall | m^3 | 10
13.27.2 | Construction of Extension/modification of substation control building (including Excavation, concrete works, backfilling, and etc.) and Building services such as Lighting, Small Power System (including Lighting Panels, Conduits, Lighting Fixtures and etc.), Water Supply and Sewage System, access control, etc. | m^2 | 50
13.25 | TOTAL PRICE ITEMS 13
14 | AUXILIARY SUPPLY
14.1 | Complition & Modification, wiring and integration of LVAC system including AC distribution outdoor cubicles, AC Main and distribution panels in Control building, LVAC distributed panel/fuse box for oil treatment socket | Lot | 1
14.1.1 | Required MCB’s (the tenderer shall give a list specifying details) according to drawing and specification. All MCCB/MCB for future extension shall be considered. | Lot | 1
14.1.2 | Required relays, racks, Labels, cubicles, terminals, alarm, switches, busbars and etc as needed to complete the LVAC | Lot | 1
14.2 | Complition & Modification, wiring and integration of 110Vdc supply including batteries with frames and all accessories, fuse box, battery chargers with all accessories, meters, protection and auxiliary relays, contactors, MCBs, panels & distribution boards incorporating auto-changeover | Lot | 1
14.3 | Complition & Modification, wiring and integration of 48Vdc supply including batteries, fuse box, battery chargers, panels & distribution boards incorporating auto-changeover, protection & auxiliary relays, contactors. | Lot | 1
14.4 | Complition & Modification, wiring and integration of 415V ac Uninterruptible Power Supply including isolating by-pass transformers, inverters, static switch, manual bypass switch, panels & distribution boards | Lot | 1
14.5 | TOTAL PRICE ITEM 14
15 | TARIFF METERING
15.1 | Tariff metering Syaytem for 132kV OHL, complete with wiring, accessories and etc. including:
15.1.1 | Main Meter including Watthour-meter (Multi tariff), Varhour-meter (Multi tariff), with 0.2S class accuracy | No. | 2
15.1.2 | Check Meter including Watthour-meter (Multi tariff), Varhour-meter (Multi tariff), with 0.2S class accuracy | No. | 2
15.2 | Tariff metering Syaytem for Power Transformer, complete with wiring, accessories etc. and including:
15.2.1 | Main Meter including Watthour-meter (Multi tariff), Varhour-meter (Multi tariff), with 0.2S class accuracy | No. | 1
15.3 | Tariff metering System for 33kV , complete with wiring, accessories and etc. including:
15.3.1 | Main Meter including Watthour-meter (Multi tariff), Varhour-meter (Multi tariff), with 0.2S class accuracy | No. | 2
15.4 | Metering data collection and communication system, complete with fibre optic cabling, accessories, Each kind of energy meters software and communication ports. All media and accessories in order to transferring Energy meter measuring values to remote center according to both KETRACO and KPLC required specification. | Lot | 1
15.5 | Metering panel with all accessories and auxiliaries, lighting, heating, socket, wiring, terminals, test facilities, and all other switches, labels, test block/plug , Labels, etc. | Lot | 1
15.6 | All other related relays, racks, Voltage/Current test block, cubicles, terminals, As needed to complete the metering system. | Lot | 1
15.6 | TOTAL PRICE ITEM 15
16 | MISCELLANEOUS
16.1 | Padlocks / Keys | Lot | 1
16.2 | Equipment labels, safety warning plates, road signages, room name plates etc. | Lot | 1
16.3 | Bay Marshalling Kiosk | Lot | 1
16.4 | CCTV System, With all ralated equipment for indoor and outdoor including Cameras of required type and specifications with Poles, Recorder and storage and monitor, Switch, Cabling, Boxes, Fixings and brackets and etc. | Lot | 1
16.5 | 50 Mbps symmetric internet bandwidth in the control room building for scalable and future-proof connectivity to support basic IT Functions (Email, ERP access, VoIP, Patch Management) and Video Surveillance Streaming and Remote Support Capabilities . Design should allow easy upgrades of bandwidth and hardware as needs evolve. | Lot | 1
16.6 | Any other item not included above but required to complete the project successfully. (Tenderer shall specify and include breakdown of price in his proposal) | Lot | 1
16.6 | TOTAL PRICE ITEM 16
17 | Mobilization, Site Transport, Site Office and Permanent Living Provision as per Employer's Requirements, Clause 27 and 28 of Part 2-A of Employer's Requirements | months | 24
17.1 | Vehicles as per part 2-A, Clause 28
17.1.2 | Operation, maintenance, regular upkeep of the vehicles including spares, consumables and services of driver/mechanic experienced in desert driving, insurance etc. for the entire duration of the contract as per part 2-A, Clause 28 | months | 36
17.2 | Temporary Works, Site Offic, Site Storage and Living Accomodation as per Clause 27 and 29 of Part 2-A
17.2.1 | Mobilization including all required equipment, machineries, devices, tools and facilities as specified in Clause 2.6 of section III of Part1 and Clause27 and 28 of Part 2-A | Lot | 1
17.2.2 | Site Office fully equipped/furnished as specified in the Employer's Requirements and with fully furnished kitchenettes, Storage Facilities as per Clause 27 of Part 2-A | months | 24
17.2.3 | Site power supply from local power network, etc. | Lot | 1
17.2.4 | Site temporary fencing with barbed wire | Lot | 1
17.2.5 | Project sign boards | Lot | 1
17.2.6 | Roads, sidewalks and parking | Lot | 1
17.2.7 | Road and Fence lighting System, With all ralated equipment including Lighting fixture and terminal boxes, Steel lighting poles with related terminals, fuses, fixtures, lamps and etc. , cables and related accessories, distribution boards and etc. | Lot | 1
17.2.8 | supply of 10,000 litre pressed steel water tank and connection to the existing water supply system including the foundation, pumping system and all accessories | Lot | 1
17.2.9 | First aid facilities | Lot | 1
17.2.10 | Ambulance facilities | Lot | 1
17.2.11 | Drainage system | Lot | 1
17.2.12 | Sewage system | Lot | 1
17.2.13 | Site Toilets | Lot | 1
17.2.14 | Watch and ward and access control to site during construction | Lot | 1
TOTAL PRICE ITEM 17
18 | FACTORY ACCEPTANCE TESTS
Provision as per Employers Requirements: - Part 2-A, Clause18.1; and - Part 2-B, Relevant Clauses for Testing and Inspection
18.1 | Power transformers FAT | Lot | 1
Lot
18.2 | Auxiliary transformers FAT | Lot | 1
Lot
18.3 | Instrument transformers FAT | Lot | 1
Lot
18.4 | Circuit breakers FAT | Lot | 1
Lot
18.5 | Disconnectors & earth switches FAT | Lot | 1
Lot
18.6 | Surge arrestors FAT | Lot | 1
Lot
18.7 | Conductors, shield wires, OPGW, clamps and connectors FAT | Lot | 1
18.9 | Protection, Control & Metering Panels FAT | Lot | 1
Lot
18.1 | Substation Automation and Control System FAT | Lot | 1
18.11 | Telecommunication Equipment FAT | Lot | 1
18.12 | 110Vdc, 48Vdc Batteries, Battery Chargers and UPS FAT | Lot | 1
18.13 | AC and DC Distribution Panels FAT | Lot | 1
18.14 | Diesel Generator | Lot | 1
18.15 | Gantries, Steel Structures and Accessories FAT | Lot | 1
TOTAL PRICE ITEM 18
19 | TRAINING
Provision as per Part 2-A, Clause 28.3 of Employers Requirements
19.1 | Off Shore Training
19.1.1 | Substation Equipment Design Training (2 Design Engineers and 1 TSP Engineers for 3 weeks ) | Lot | 1
19.1.2 | Protection and Control for Electrical Power Systems (4 Engineers for 3 weeks) | Lot | 1
19.1.3 | Power System Analysis (2 TSP Engineers for 2 weeks ) | Lot | 1
19.1.4 | Communication & Substation Control System– Application & Design (2 Design Engineers for 2 weeks) | Lot | 1
19.1.5 | Civil/ Structural Design Training (for 2 Design Engineers and 1 TSP Engineers for 3 weeks) | Lot | 1
19.2 | On shore Training
19.2.1 | Site Operation and Maintenance Training for atleast 10 Engineers for 2 weeks | Lot | 1
TOTAL PRICE ITEM 19
20 | INTERNSHIP & GRADUATE EMPLOYMENT
Provision as per Part 2-A, Clause 27.4 of Employers Requirements
20.1 | Graduates Employment (2 Engineers) |  | 24
20.2 | Graduate Internship (2 Engineers) |  | 24
TOTAL PRICE ITEM 20
21 | Climate Change Impact Mitigation
21.1 | Climate Change Impact Mitigation as per Clause 30 Part 2-A- Scope & General Requirements: The contractor shall plant trees worth KES 5,000,000 or at least 30,000 trees whichever is higher | Lot | 1
21.2 | CSR as per Clause 31 Part 2-A- Scope & General Requirements | Lot | 1 |  |  | 10000000
22 | PRE-COMMISSIONING, COMMISSIONING AND END-TO-END TESTING
22.1 | Substation Pre-commissioning, commissioning and end-to-end testing including NCC/RCC/NSCC signaling and remote end relay settings modifications. | Lot | 1
TOTAL PRICE ITEM 21
TOTAL PRICE SCHEDULE 4 KABARNET SUBSTATION Note: Contractor shall include and consider all activities which are necessary to complete the project works (including construction, erection, installation, mobilization, site transportation and accomodation, modification, replacement, relocation, tests, pre-commissioning, commissioning, training, internship and etc. as required)

## Schedule_5_Grand Summary
SCHEDULE NO. 5
GRAND SUMMARY OF PRICES FOR KABARNET SUBSTATION
1 | 2 | 3 | 4 | 5
Item No | Description | Total Price
|  | FC1 | FC2 | KSh
1 | Total of Schedule No. 1 KABARNET SS Plant, Equipment and Mandatory Spare Parts Supplied from Abroad
2 | Total of Schedule No. 2 KABARNET SS Plant, Equipment and Mandatory Spare Parts Supplied from within Employer's Country
3 | Total of Schedule No. 3 KABARNET SS Design Services
4 | Total of Schedule No. 4 KABARNET SS Installation and other Services
TOTAL PRICES KABARNET SUBSTATION (SCHEDULES 1-4)
TOTAL PRICES KABARNET (SUBSTATION)
TOTAL PRICE KABARNET (SUBSTATION) IN KENYAN SHILLINGS

## Schedule_6_Recommended Spares
SCHEDULE NO. 6
RECOMMENDED OPTIONAL SPARE PARTS
1 | 2 | 3 | 4 | 5 | 6 | 7 | 8 | 9
Item No | Description | Country of Origin | Estimated Quantity | Unit | Foreign Manufacture Price (CIP) | Local Manufacture Price (CIP) | Total Price for Estimated Quantity
[5 empty] | FC | KSh | FC | KSh
TOTAL PRICE ITEMS

## Price Schedule Summary
SUMMARY OF PRICE SCHEDULE FOR KABARNET SUBSTATION
1 | 2 | 3 | 4
Item No | Description | Total Price (1USD= ……... KSh)
|  | From Abroad (USD) | From Local (KSh)
1 | Total of Schedule No. 1 KABARNET SS Plant, Equipment and Mandatory Spare Parts Supplied from Abroad
Main Equipment
1.1 | 132kV PRIMARY PLANT
1.2 | 33kV PRIMARY PLANT
1.3 | POWER TRANSFORMER (P.TR.)
1.4 | AUXILIARY TRANSFORMER
1.5 | 132kV PROTECTION SYSTEMS
1.6 | 33KV PROTECTION SYSTEMS
1.7 | 132/33kV SUBSTATION CONTROL SYSTEM
1.8 | TELECOMMUNICATION & NCC/RCC/NSCC
1.9 | LV CABLES AND ACCESSORIES
1.10 | EARTHING & LIGHTNING PROTECTION SYSTEMS
1.11 | SUPPORT STRUCTURES AND GANTRIES
1.12 | AUXILIARY SUPPLY
1.13 | TARIFF METERING
1.14 | MISCELLANEOUS
1.15 | Site Transport as per Employer's Requirements, Clause 32
1.16 | Total of Main Equipment
Spare Parts
1.17 | 132kV PRIMARY PLANT
1.18 | 33kV PRIMARY PLANT
1.19 | POWER TRANSFORMER (P.TR.)
1.20 | AUXILIARY TRANSFORMER
1.21 | 132kV PROTECTION SYSTEMS
1.22 | 33KV PROTECTION SYSTEMS
1.23 | 132/33kV SUBSTATION CONTROL SYSTEM
1.24 | LV CABLES AND ACCESSORIES
1.25 | AUXILIARY SUPPLY
1.26 | TARIFF METERING
1.27 | MISCELLANEOUS
1.28 | Total of Spare Parts
2 | Total of Schedule No. 2 KABARNET SS Plant, Equipment and Mandatory Spare Parts Supplied from Within the Employer's Country
Main Equipment
2.1 | 132kV PRIMARY PLANT
2.2 | 33kV PRIMARY PLANT
2.3 | POWER TRANSFORMER (P.TR.)
2.4 | AUXILIARY TRANSFORMER
2.5 | 132kV PROTECTION SYSTEMS
2.6 | 33KV PROTECTION SYSTEMS
2.7 | 132/33kV SUBSTATION CONTROL SYSTEM
2.8 | TELECOMMUNICATION & NCC/RCC/NSCC
2.9 | LV CABLES AND ACCESSORIES
2.10 | EARTHING & LIGHTNING PROTECTION SYSTEMS
2.11 | SUPPORT STRUCTURES AND GANTRIES
2.12 | AUXILIARY SUPPLY
2.13 | TARIFF METERING
2.14 | MISCELLANEOUS
2.15 | Site Transport as per Employer's Requirements, Clause 32
2.16 | Total of Main Equipment
Spare Parts
2.17 | 132kV PRIMARY PLANT
2.18 | 33kV PRIMARY PLANT
2.19 | POWER TRANSFORMER (P.TR.)
2.2 | AUXILIARY TRANSFORMER
2.21 | 132kV PROTECTION SYSTEMS
2.22 | 33KV PROTECTION SYSTEMS
2.23 | 132/33kV SUBSTATION CONTROL SYSTEM
2.24 | LV CABLES AND ACCESSORIES
2.25 | AUXILIARY SUPPLY
2.26 | TARIFF METERING
2.27 | MISCELLANEOUS
2.28 | Total of Spare Parts
3 | Total of Schedule No. 3 KABARNET SS Design Services
4 | Total of Schedule No. 4 KABARNET SS Civil Works, Installation and other Services
4.1 | 132kV PRIMARY PLANT
4.2 | 33kV PRIMARY PLANT
4.3 | POWER TRANSFORMER (P.TR.)
4.4 | AUXILIARY TRANSFORMER
4.5 | 132kV PROTECTION SYSTEMS
4.6 | 33KV PROTECTION SYSTEMS
4.7 | 132/33kV SUBSTATION CONTROL SYSTEM
4.8 | TELECOMMUNICATION & NCC/RCC/NSCC
4.9 | LV CABLES AND ACCESSORIES
4.10 | EARTHING & LIGHTNING PROTECTION SYSTEMS
4.11 | SUPPORT STRUCTURES
4.12 | CIVIL WORKS
4.13 | AUXILIARY SUPPLY
4.14 | TARIFF METERING
4.15 | MISCELLANEOUS
4.16 | Mobilization, Site Transport, Site Office Provision as per Employer's Requirements, Clause 31, 32 & 34 of Part 2-A of Employer's Requirements
4.17 | INTERNSHIP and EMPLOYMENT
TOTAL PRICES KABARNET SUBSTATION (SCHEDULES 1-4)
TOTAL PRICE KABARNET SUBSTATION IN KENYA SHILLINGS

## Schedule_6_Optional Spares
SCHEDULE NO. 6
RECOMMENDED OPTIONAL SPARE PARTS
1 | 2 | 3 | 4 | 5 | 6 | 7 | 8 | 9
Item No | Description | Country of Origin | Estimated Quantity | Unit | Foreign Manufacture Price (CIP) | Local Manufacture Price (CIP) | Total Price for Estimated Quantity
[5 empty] | FC | KSh | FC | KSh
1 | 132kV Circuit breaker (3-phase) |  | 1 | No.
2 | 33kV Circuit breaker (3-phase) |  | 1 | No.
3 | 132kV Disconnector, motorised (3-phase) complete without integral motorised earth switch |  | 1 | No.
4 | 132kV Disconnector, motorised (3-phase) complete with one integral motorised earth switch |  | 1 | No.
5 | 33kV Disconnector, motorised (3-phase) complete without earth switch |  | 1 | No.
6 | 132kV Surge arrester (1-phase) including surge counter and earth leakage meter |  | 1 | No.
7 | 33kV Surge arrester (1-phase) including surge counter and earth leakage meter |  | 1 | No.
8 | 132kV Post type current transformer Protection and Measuring Six Cores (1-phase) |  | 1 | No.
9 | 132kV Post type current transformer Protection and Measuring Five Cores (1-phase) |  | 1 | No.
10 | 132kV Post type current transformer High Accuracy Tariff Metering Three Cores (1-phase) |  | 1 | No.
11 | 132kV Post type current transformer High Accuracy Tariff Metering Two Cores (1-phase) |  | 1 | No.
12 | 33kV Post type current transformer Protection and Measuring Four Cores (1-phase) |  | 1 | No.
13 | Capacitive voltage transformer Protection and Measuring Three Cores (1-phase) |  | 1 | No.
14 | Capacitive voltage transformer Protection and Measuring Two Cores (1-phase) |  | 1 | No.
15 | 33kV Voltage transformer Protection and Measuring (1-phase) |  | 1 | No.
16 | 132kV Post insulator |  | 10 | %
17 | 132kV Strain insulator |  | 10 | %
18 | 33kV Post insulator |  | 10 | %
19 | 33kV Strain insulator |  | 10 | %
20 | 132kV Conductor - Tubular |  | 10 | %
21 | 132kV Conductor - Stranded |  | 10 | %
22 | 132kV Connectors - Tube |  | 10 | %
23 | 132kV Connectors - Stranded |  | 10 | %
24 | 33kV Conductor - Tubular |  | 10 | %
25 | 33kV Conductor - Stranded |  | 10 | %
26 | 33kV Connectors - Tube |  | 10 | %
27 | 33kV Connectors - Stranded |  | 10 | %
27 | Line distance protection relay |  | 1 | No.
28 | Line differential protection relay type 1 |  | 1 | No.
29 | Line differential protection relay type 2 |  | 1 | No.
30 | Bay Control and protection relay |  | 1 | No.
31 | Transformer differential protection relay |  | 1 | No.
32 | Station LAN Switches |  | 1 | No.
33 | TARIFF METER |  | 2 | No.
34 | 50/51(N) Protection relay |  | 1 | No.
Testing Equipments
35 | OMICRON CIBANO500 CB Analyser |  | 1 | No.
36 | Earth Resistance Measurement Kit complete with Accessories |  | 1 | No.
37 | Voltage Transformer/CT Analyser |  | 1 | No.
38 | Megger Insulation Resistance Test Kit (15kV) |  | 1 | No.
39 | PD Detector |  | 1 | No.
40 | InfraRed camera for Hot spot detection |  | 1 | No.